## Audit
RATES EFFECTIVE JUNE 1, 2006, BASED ON 2005 COSTS IN ATTACHMENT "O" |  |  |  |  | Differences |  |  | Data from Assumptions Tab
|  | 12 CP | 2005 Zonal Rate | [5 empty] | 12 CP | 2005 Zonal Rate
| 2005 TX Rev. Req. | (kw) | $/mw-yr | $/kw-mo | Rev Req | 12 CP | $/kw-mo Rate | 2005 Rev. Req. | (kw) | $/mw-yr | $/kw-mo
ALTW | 81218019 | 2939201 | 27632.6862 | 2.3027 | 25530.576 | 0 | 0.00072385 | 81192488.424 | 2939201 | 27624 | 2.302
ATC | 318556456.189 | 10436524 | 30523.2332 | 2.5436 | 8092479.709 | 250698 | 0.0036028 | 310463976.48 | 10185826 | 30480 | 2.54
MGE | 16098472.1018 | 527417
WPS | 66143083.3341 | 2166975
ALTE | 71576432.5121 | 2344982
WEC | 160878286.5038 | 5270683
UPPC | 3860181.7372 | 126467
Ameren IL | 49888375 | 4540501 | 10987.4164 | 0.91562 | 23802.484 | 0 | 0.00043685 | 49864572.516 | 4540501 | 10982.1741 | 0.91518
CILC | 10398849 | 1022584
IP | 39489526 | 3517917
CIN | 162603422 | 9865000 | 16482.8608 | 1.3736 | 1843382 | 0 | 0.015572 | 160760040 | 9865000 | 16296 | 1.358
CWLD | 886022.99 | 207000 | 4280.3043 | 0.35669 | -765.01 | 0 | -0.00030798 | 886788 | 207000 | 4284 | 0.357
CWLP | 7422476 | 325000 | 22838.3877 | 1.9032 | 776 | 0 | 0.00019897 | 7421700 | 325000 | 22836 | 1.903
GRE | 29745365 | 999226 | 29768.4057 | 2.4807 | 8399.24 | 0 | 0.00070048 | 29736965.76 | 999226 | 29760 | 2.48
ATSI All | 202445928 | 10940000 | 18505.1122 | 1.5421 | 47532002.16 | -249 | 0.36209 | 154913925.84 | 10940249 | 14160 | 1.18
NIPS | 81147629.9087 | 2860239.6667 | 28370.9197 | 2.3642 | 14492596.9487 | -0.33333 | 0.42224 | 66655032.96 | 2860240 | 23304 | 1.942
HE | 21725779.0466 | 571800 | 37995.4163 | 3.1663 | -25492.9534 | 0 | -0.0037153 | 21751272 | 571800 | 38040 | 3.17
AMRN MO | 96170628.1994 | 9407566.6765 | 10222.689 | 0.85189 | -12336.8086 | -0.32351 | -0.00010925 | 96182965.008 | 9407567 | 10224 | 0.852
ITC | 195667593 | 9238083 | 21180.5407 | 1.765 | 4995.06 | 0 | 4.5059e-05 | 195662597.94 | 9238083 | 21180 | 1.765
IPL | 22518998.7714 | 2574416.6667 | 8747.2238 | 0.72894 | -2001.1446 | -0.33333 | -6.4682e-05 | 22520999.916 | 2574417 | 8748 | 0.729
Michigan Joint Zone | 144671876 | 7116500 | 20329.0769 | 1.6941 | 14866916 | 0 | 0.17409 | 129804960 | 7116500 | 18240 | 1.52
MP | 29378936.3902 | 1680897.6667 | 17478.1231 | 1.4565 | 10286.5342 | -0.33333 | 0.00051026 | 29368649.856 | 1680898 | 17472 | 1.456
MDU | 19035035 | 553279 | 34404.0439 | 2.867 | 24.284 | 0 | 3.6576e-06 | 19035010.716 | 553279 | 34404 | 2.867
NSP | 183094290 | 7856545 | 23304.6829 | 1.9421 | 5365.32 | 0 | 5.6909e-05 | 183088924.68 | 7856545 | 23304 | 1.942
OTP | 29560560 | 700615.511 | 42192.2717 | 3.516 | 169.728 | -0.48901 | 2.2642e-05 | 29560390.272 | 700616 | 42192 | 3.516
SIPC | 7887785.9583 | 343000 | 22996.4605 | 1.9164 | 1529.9583 | 0 | 0.00037171 | 7886256 | 343000 | 22992 | 1.916
SMMPA | 7729913 | 255700 | 30230.3989 | 2.5192 | 613.4 | 0 | 0.00019991 | 7729299.6 | 255700 | 30228 | 2.519
SIGE | 15594010 | 1028166.6667 | 15166.8115 | 1.2639 | -1227.056 | -0.33333 | -9.9044e-05 | 15595237.056 | 1028167 | 15168 | 1.264
MH | 147594499.7387 | 3511000 | 42037.7385 | 3.5031 | 6103.7387 | 0 | 0.00014487 | 147588396 | 3511000 | 42036 | 3.503
Total | 1854543599.1922 | 87950261.8541 | 21086.2772 | 1.7572 | 86873150.1682 | 250446.8541 | 0.07753 | 1767670449.024 | 87699815 | 20155.9199 | 1.6797
Source: Pricing Scenarios wo Cap Adds 12-11-06 xls (tab Postage) Procario Spreadsheet

## Assumptions
[7 empty] | All Voltages |  | 345 kV Only
| 2006 | 2006 |  | Included | 2006 | 2006 | 2006 | 2006 |  | 2006 | 2006 | Less Than 345 kV | 2006
Transmission Owner | 12 CP Load | License Plate Rate | Transmission Owner | Utility | 12 CP Load | License Plate Rate | Rev Req | Postage Stamp Rate | EHV % | Rev Req | Postage Stamp Rate | Rev Req | Byway Rate
Alliant West | 2939201 | 2.302 | Alliant West | 1 | 2939201 | 2.302 | 81192488.424 |  | 0.12609 | 10237495.0156 |  | 70954993.4084 | 2.0117
ATCLLC | 10185826 | 2.54 | ATCLLC | 1 | 10185826 | 2.54 | 310463976.48 |  | 0.19394 | 60211643.6775 |  | 250252332.8025 | 2.0474
Ameren IL | 4540501 | 0.91518 | Ameren IL | 1 | 4540501 | 0.91518 | 49864572.516 |  | 0.44191 | 22035404.847 |  | 27829167.669 | 0.51076
Duke (Cinergy) | 9865000 | 1.358 | Duke (Cinergy) | 1 | 9865000 | 1.358 | 160760040 |  | 0.216 | 34723913.3469 |  | 126036126.6531 | 1.0647
Columbia MO | 207000 | 0.357 | Columbia MO | 1 | 207000 | 0.357 | 886788 |  | 0 | 0 |  | 886788 | 0.357
CWLP | 325000 | 1.903 | CWLP | 1 | 325000 | 1.903 | 7421700 |  | 0 | 0 |  | 7421700 | 1.903
GRE | 999226 | 2.48 | GRE | 1 | 999226 | 2.48 | 29736965.76 |  | 0.24152 | 7182213.5041 |  | 22554752.2559 | 1.881
ATSI (FE) | 10940249 | 1.18 | ATSI (FE) | 1 | 10940249 | 1.18 | 154913925.84 |  | 0.4661 | 72206027.2759 |  | 82707898.5641 | 0.63
NIPSCO | 2860240 | 1.942 | NIPSCO | 1 | 2860240 | 1.942 | 66655032.96 |  | 0.35417 | 23607433.3167 |  | 43047599.6433 | 1.2542
Hoosier | 571800 | 3.17 | Hoosier | 1 | 571800 | 3.17 | 21751272 |  | 0.21034 | 4575118.329 |  | 17176153.671 | 2.5032
Ameren MO | 9407567 | 0.852 | Ameren MO | 1 | 9407567 | 0.852 | 96182965.008 |  | 0.3373 | 32442711.8115 |  | 63740253.1965 | 0.56462
ITC | 9238083 | 1.765 | ITC | 1 | 9238083 | 1.765 | 195662597.94 |  | 0.40098 | 78457444.8826 |  | 117205153.0574 | 1.0573
IP&L | 2574417 | 0.729 | IP&L | 1 | 2574417 | 0.729 | 22520999.916 |  | 0.54919 | 12368269.469 |  | 10152730.447 | 0.32864
METC | 7116500 | 1.52 | METC | 1 | 7116500 | 1.52 | 129804960 |  | 0.36733 | 47681405.2664 |  | 82123554.7336 | 0.96166
MP | 1680898 | 1.456 | MP | 1 | 1680898 | 1.456 | 29368649.856 |  | 0.018638 | 547360.1446 |  | 28821289.7114 | 1.4289
MDU | 553279 | 2.867 | MDU | 1 | 553279 | 2.867 | 19035010.716 |  | 0.14816 | 2820208.397 |  | 16214802.319 | 2.4422
Xcel (NSP) | 7856545 | 1.942 | Xcel (NSP) | 1 | 7856545 | 1.942 | 183088924.68 |  | 0.27844 | 50978441.1625 |  | 132110483.5175 | 1.4013
OTP | 700616 | 3.516 | OTP | 1 | 700616 | 3.516 | 29560390.272 |  | 0.042503 | 1256409.9195 |  | 28303980.3525 | 3.3666
SIPC | 343000 | 1.916 | SIPC | 1 | 343000 | 1.916 | 7886256 |  | 0 | 0 |  | 7886256 | 1.916
SMMPA | 255700 | 2.519 | SMMPA | 1 | 255700 | 2.519 | 7729299.6 |  | 0.077665 | 600294.4268 |  | 7129005.1732 | 2.3234
Vectren (SIEGO) | 1028167 | 1.264 | Vectren (SIEGO) | 1 | 1028167 | 1.264 | 15595237.056 |  | 0 | 0 |  | 15595237.056 | 1.264
MH | 3511000 | 3.503 | MH | 1 | 3511000 | 3.503 | 147588396 |  | 0.128 | 18891314.6933 |  | 128697081.3067 | 3.0546
Total | 87699815 |  |  |  | 87699815 |  | 1767670449.024 | 1.6797 |  | 480823109.4862 | 0.45688 | 1286847339.5378
Postage Stamp Percentage | 0.2
Genration IC Percentage | 0.5
Depreciation | 0.026
Load Growth | 0.025
Exclude List Included In Existing Facilities | 1
The 2006 rates are the current Schedule 7 numbers derived from 2005 cost of service data, except for the MSATs, which use a future cost year.
The capital expenditures are from the Midwest ISO MTEP-06 as of November, 2006.
The annual incremental revenue requirement is one-fifth of the capital expenditures (i.e., a 20% Fixed Charge Rate)
The assumed annual load growth is 2.5%. Absent a change in annual revenue requirements, the nominal rate would decrease 2.5%.
The effect of book depreciation, ceteris paribus, is to reduce nominal rates by 2.6% per year. See Depreciation Effect worksheet.
Joint projects were allocated on the basis of relative load ratio shares, except for MAPP, where better information became available.
Ameren IL 2006 License Plate rate is the weighted sum of CILCO (2006 CP is 1,022,584 and License Plate rate is 0.85) and IP (2006 CP is 3,517,917 and License Plate rate is 0.94)

## Voltage Data
Gross Transmission Plant Investment in Transmission Lines by Voltage
Source: Pricing Scenarios wo Cap Adds 12-11-06 xls (tab Data Volt) Procario Spreadsheet
| < 34 kV | 34 kV | <69 Kv | 69 kV | 115 kV | 138 kV | 161 kV | 230 kV | 345 kV | 400 kV DC | 500 Kv | 768 kV | Total
ALTW |  |  | 117291709.536 | 129203346.3 | 10487674.19 |  | 94042222.39 |  | 50646417.23 |  |  |  | 401671369.646
ATC |  |  |  | 236360613.09 | 45239134.24 | 450726821.08 | 401257.12 | 3996640.17 | 177258651.38 |  |  |  | 913983117.08
MGE | [12 empty] | 0
WPS | [12 empty] | 0
ALTE | [12 empty] | 0
WEC | [12 empty] | 0
UPPC | [12 empty] | 0
AMRN (CIPS and UE) | [5 empty] | 282123311 | 35474241 | 11042311 | 167272137 |  |  |  | 495912000
AMRN |  |  |  | 0 | 0 | 128337098.4825 | 0 | 40912 | 101650953.7075 | 0 | 0 | 0 | 230028964.19
CILC | [5 empty] | 41166352.2925 |  |  | 6903358.7075 |  |  |  | 48069711
IP | [5 empty] | 87170746.19 |  | 40912 | 94747595 |  |  |  | 181959253.19
CIN | 0 | 0 | 0 | 241846709.42 | 0 | 224758615.3873 | 0 | 67269058.006 | 147086460.8367 | 0 | 0 |  | 680960843.65
Cin & IMPA |  |  |  | 225064118 |  | 217418313.1673 |  | 58053055.766 | 142137761.0667 |  |  |  | 642673248
WVPA |  |  |  | 16782591.42 |  | 7340302.22 |  | 9216002.24 | 4948699.77 |  |  |  | 38287595.65
CWLD |  |  |  | 9255562 |  |  | 10835779 | [5 empty] | 20091341
CWLP |  |  |  | 27483630 |  | 33591103 | [6 empty] | 61074733
GRE |  | 310158.64 | 11154993.63 | 147823916.59 | 90445514.28 |  | 12358545.11 | 68035717.38 | 56866672.49 | 15074855.86 | 33182918.43 |  | 435253292.41
ATSI total | 0 | 0 | 0 | 243603089.2 | 0 | 450113804.01 | 0 | 0 | 605631889.85 | 0 | 0 | 0 | 1299348783.06
ATSI (excl 69kv) | [5 empty] | 450113804.01 |  |  | 605631889.85 |  |  |  | 1055745693.86
ATSI (69kv) |  |  |  | 243603089.2 | [8 empty] | 243603089.2
NIPS |  |  |  | 111984606 |  | 91740163 |  |  | 111723277 |  |  |  | 315448046
HE |  |  |  | 75259000 |  | 12289000 | 30726000 |  | 31504000 |  |  |  | 149778000
ITC |  |  |  |  | 225574553 | 2511758 |  | 19412198 | 165676168 |  |  |  | 413174677
IPL |  | 18784156 |  |  |  | 44203507 |  |  | 76732894 |  |  |  | 139720557
Michigan Joint Zone | 0 | 0 | 0 | 24105296 | 507207 | 210223437 | 0 | 0 | 136347089 | 0 | 0 | 0 | 371183029
METC |  |  |  |  | 507207 | 205140972 |  |  | 94547340 |  |  |  | 300195519
MPPA | [8 empty] | 41799749 |  |  |  | 41799749
Wolverine |  |  |  | 24105296 |  | 5082465 | [6 empty] | 29187761
MSCPA | [12 empty] | 0
Traverse City | [12 empty] | 0
Grand Haven | [12 empty] | 0
Zeeland | [12 empty] | 0
MP |  |  |  |  | 62398684 | 3251424 |  | 45328783 |  |  | 2107658 |  | 113086549
MDU |  |  |  | 26089631.99 | 12991034.94 |  |  | 12952161.01 | 9049966.53 |  |  |  | 61082794.47
NSP |  |  | 23142362 | 170348714 | 280033349 |  | 41848583 | 41357878 | 132089912 |  | 82739918 |  | 771560716
OTP |  |  | 73470627 | 2454617 | 20269999 |  |  | 26777507 | 5458744 |  |  |  | 128431494
SIPC | [12 empty] | 0
SMMPA |  |  |  | 19896034.6 | 1172278.28 |  | 39994458.32 | 5342061.07 | 5591586.73 |  |  |  | 71996419
SIGE |  | 108956 |  | 40399327 |  | 40654502 |  |  | 0 |  |  |  | 81162785
MHEB |  |  |  |  | 232408288 | 39841421 |  | 885807588 |  |  | 169990062 |  | 1328047359
Total |  | 19203270.64 | 225059692.166 | 2015669187.81 | 982034922.93 | 3027798919.8396 | 265681085.94 | 1254672784.642 | 2971303213.1484 | 15074855.86 | 288020556.43 | 0 | 11064518489.406

## LODF Analysis
EHV Additions Excluding the Exclude List
| 2006 | Load Ratio | 0.2 | 2006 | 2007 | 2008 | 2009 | 2010 | 2011 | 2012 | 2013 | 2014 | 2015 | 2016 | 2017 | 2018 | 2019 | 2020
Transmission Owner | 12 CP Load | Share | Postage Stamp | 3500000 | 108804200 | 148663873 | 384048402 | 150000000 | 590792737 | 125353138 | 0 | 0 | 0 | 2521700000 | 500000 | 73300000 | 0 | 0
Alliant West | 2939201 | 0.033514 | 0.0067029 | 23460.0347 | 729300.0868 | 996474.1754 | 2574225.3783 | 1005430.0571 | 3960005.1685 | 840225.418 | 0 | 0 | 0 | 16902619.8327 | 3351.4335 | 491320.1546 | 0 | 0
ATCLLC | 10185826 | 0.11614 | 0.023229 | 81300.9492 | 2527395.6377 | 3453289.7085 | 8920999.8866 | 3484326.3923 | 13723431.5059 | 2911808.3139 | 0 | 0 | 0 | 58576172.4223 | 11614.4213 | 1702674.1637 | 0 | 0
Ameren IL | 4540501 | 0.051773 | 0.010355 | 36241.2475 | 1126628.5542 | 1539361.2039 | 3976683.7668 | 1553196.3209 | 6117447.3701 | 1297986.885 | 0 | 0 | 0 | 26111301.0824 | 5177.3211 | 758995.2688 | 0 | 0
Duke (Cinergy) | 9865000 | 0.11249 | 0.022497 | 78740.1889 | 2447789.5033 | 3344520.4124 | 8640012.492 | 3374579.5245 | 13291180.49 | 2820094.2188 | 0 | 0 | 0 | 56731181.2459 | 11248.5984 | 1649044.5276 | 0 | 0
Columbia MO | 207000 | 0.0023603 | 0.00047206 | 1652.227 | 51362.6383 | 70178.9889 | 181295.7512 | 70809.7275 | 278892.4847 | 59174.8103 | 0 | 0 | 0 | 1190405.9319 | 236.0324 | 34602.3535 | 0 | 0
CWLP | 325000 | 0.0037058 | 0.00074116 | 2594.0762 | 80641.8235 | 110184.4028 | 284643.0877 | 111174.6929 | 437874.674 | 92907.3108 | 0 | 0 | 0 | 1868994.8206 | 370.5823 | 54327.3666 | 0 | 0
GRE | 999226 | 0.011394 | 0.0022787 | 7975.5949 | 247936.636 | 338766.5234 | 875146.9967 | 341811.2113 | 1346263.8739 | 285647.3863 | 0 | 0 | 0 | 5746302.211 | 1139.3707 | 167031.7453 | 0 | 0
ATSI (FE) | 10940249 | 0.12475 | 0.024949 | 87322.5822 | 2714589.6265 | 3709060.9323 | 9581742.3239 | 3742396.3779 | 14739870.6603 | 3127474.1974 | 0 | 0 | 0 | 62914672.9746 | 12474.6546 | 1828784.3633 | 0 | 0
NIPSCO | 2860240 | 0.032614 | 0.0065228 | 22829.7859 | 709707.5975 | 969704.1119 | 2505069.3695 | 978419.3958 | 3853620.485 | 817652.9436 | 0 | 0 | 0 | 16448534.6018 | 3261.398 | 478120.9447 | 0 | 0
Hoosier | 571800 | 0.00652 | 0.001304 | 4563.9777 | 141879.9836 | 193856.7432 | 500796.6693 | 195599.0443 | 770389.9649 | 163459.6933 | 0 | 0 | 0 | 3288280.7335 | 651.9968 | 95582.733 | 0 | 0
Ameren MO | 9407567 | 0.10727 | 0.021454 | 75089.0626 | 2334287.2534 | 3189437.391 | 8239381.2873 | 3218102.6836 | 12674877.9492 | 2689328.4653 | 0 | 0 | 0 | 54100596.9144 | 10727.0089 | 1572579.5114 | 0 | 0
ITC | 9238083 | 0.10534 | 0.021068 | 73736.2798 | 2292233.4109 | 3131977.4115 | 8090942.9825 | 3160126.2785 | 12446531.0222 | 2640878.3032 | 0 | 0 | 0 | 53125936.2431 | 10533.7543 | 1544248.3748 | 0 | 0
IP&L | 2574417 | 0.029355 | 0.005871 | 20548.4116 | 638786.7116 | 872801.8456 | 2254738.4734 | 880646.2134 | 3468529.2452 | 735945.1088 | 0 | 0 | 0 | 14804837.043 | 2935.4874 | 430342.4496 | 0 | 0
METC | 7116500 | 0.081146 | 0.016229 | 56802.2863 | 1765807.8054 | 2412699.3933 | 6232807.7952 | 2434383.6985 | 9588108.0544 | 2034384.238 | 0 | 0 | 0 | 40925235.8172 | 8114.6123 | 1189602.1673 | 0 | 0
MP | 1680898 | 0.019166 | 0.0038333 | 13416.546 | 417079.0148 | 569873.0534 | 1472172.2978 | 574994.8275 | 2264685.1194 | 480516.0398 | 0 | 0 | 0 | 9666429.7105 | 1916.6494 | 280980.8057 | 0 | 0
MDU | 553279 | 0.0063088 | 0.0012618 | 4416.1473 | 137284.3922 | 187577.5884 | 484575.5166 | 189263.4551 | 745436.4978 | 158165.1201 | 0 | 0 | 0 | 3181771.0318 | 630.8782 | 92486.7417 | 0 | 0
Xcel (NSP) | 7856545 | 0.089585 | 0.017917 | 62709.1574 | 1949434.2 | 2663596.0591 | 6880957.6223 | 2687535.3158 | 10585175.6333 | 2245939.9021 | 0 | 0 | 0 | 45181052.0387 | 8958.4511 | 1313308.9243 | 0 | 0
OTP | 700616 | 0.0079888 | 0.0015978 | 5592.1577 | 173842.9286 | 237529.0941 | 613616.9277 | 239663.9035 | 943944.6234 | 200284.1491 | 0 | 0 | 0 | 4029069.7699 | 798.8797 | 117115.7608 | 0 | 0
SIPC | 343000 | 0.0039111 | 0.00078221 | 2737.7481 | 85108.1399 | 116286.9236 | 300407.9356 | 117332.0605 | 462126.1944 | 98052.9465 | 0 | 0 | 0 | 1972508.3799 | 391.1069 | 57336.2669 | 0 | 0
SMMPA | 255700 | 0.0029156 | 0.00058313 | 2040.9393 | 63446.5054 | 86689.6979 | 223948.4231 | 87468.8276 | 344506.3205 | 73096.6135 | 0 | 0 | 0 | 1470467.6173 | 291.5628 | 42743.1004 | 0 | 0
Vectren (SIEGO) | 1028167 | 0.011724 | 0.0023447 | 8206.5954 | 255117.7284 | 348578.3597 | 900494.2447 | 351711.2322 | 1385256.2768 | 293920.7109 | 0 | 0 | 0 | 5912734.7621 | 1172.3708 | 171869.5555 | 0 | 0
MH | 3511000 | 0.040034 | 0.0080069 | 28024.0044 | 871179.8222 | 1190330.5796 | 3075021.1718 | 1201028.7593 | 4730393.7861 | 1003684.8254 | 0 | 0 | 0 | 20190894.8155 | 4003.4292 | 586902.7204 | 0 | 0
Total | 87699815 | 1 | 0.2 | 700000 | 21760840 | 29732774.6 | 76809680.4 | 30000000 | 118158547.4 | 25070627.6 | 0 | 0 | 0 | 504340000 | 100000 | 14660000 | 0 | 0

## Gen IC Analysis
|  | Generation IC Costs Appendix A |  |  |  |  | NOT INCLUDED IN ANALYSIS
| 2006 | 2007 | 2008 | 2009 | 2010 | 2011
Transmission Owner
Alliant West
ATCLLC
Ameren IL
Duke (Cinergy)
Columbia MO
CWLP
GRE
ATSI (FE)
NIPSCO
Hoosier
Ameren MO
ITC
IP&L
METC
MP
MDU
Xcel (NSP) |  |  | 13940000
OTP
SIPC
SMMPA
Vectren (SIEGO)
MH
Total
Generation IC Costs Appendix B
Transmission Owner | 2006 | 2007 | 2008 | 2009 | 2010 | 2011
Alliant West
ATCLLC
Ameren IL
Duke (Cinergy)
Columbia MO
CWLP
GRE
ATSI (FE)
NIPSCO
Hoosier
Ameren MO
ITC
IP&L
METC
MP
MDU
Xcel (NSP) |  |  |  |  | 36000000
OTP
SIPC
SMMPA
Vectren (SIEGO)
MH
Total

## Design Costs to Ameren
Ameren (UE-CIPS):
| 2006 | 2007 | 2008 | 2009 | 2010 | 2011 | 2012 | 2013 | 2014 | 2015 | 2016 | 2017 | 2018 | 2019 | 2020
Annual Coincident Load (kW) | 9407567 | 9642756.175 | 9883825.0794 | 10130920.7064 | 10384193.724 | 10643798.5671 | 10909893.5313 | 11182640.8696 | 11462206.8913 | 11748762.0636 | 12042481.1152 | 12343543.1431 | 12652131.7216 | 12968435.0147 | 13292645.8901
License Plate Rate ($ per kW-mo) | 0.852 | 0.86235 | 0.82711 | 0.848 | 0.8178 | 0.825 | 0.78292 | 0.74299 | 0.7051 | 0.66914 | 0.63501 | 0.60263 | 0.57189 | 0.54273 | 0.51505
Highway-Byway 100kV Rate ($ per kW-mo) |  | 0.87271 | 0.91005 | 1.0037 | 1.0522 | 1.0769 | 1.1841 | 1.1506 | 1.0991 | 1.044 | 0.99173 | 1.3205 | 1.2595 | 1.2159 | 1.1539
Highway-Byway 345kV Rate ($ per kW-mo) |  | 0.86301 | 0.84757 | 0.88988 | 0.92232 | 0.95001 | 1.0008 | 0.9703 | 0.92081 | 0.87385 | 0.82928 | 1.1614 | 1.1022 | 1.0564 | 1.0025
RECB 1 ($ per kW-mo) |  | 0.86236 | 0.8243 | 0.8385 | 0.79719 | 0.76688 | 0.84823 | 0.80541 | 0.76434 | 0.72536 | 0.68836 | 0.66129 | 0.62756 | 0.59578 | 0.5654
Cost to Ameren (UE-CIPS)Relative to License Plate Rate
Highway-Byway 100kV |  | 1198857.0668 | 9836584.4758 | 18932152.9252 | 29211724.7264 | 32177986.041 | 52523210.6655 | 54697409.7091 | 54189105.44 | 52843039.7991 | 51548993.395 | 106337650.795 | 104390768.8695 | 104767408.6208 | 101909877.5506
Accumulated |  | 1198857.0668 | 11035441.5426 | 29967594.4679 | 59179319.1943 | 91357305.2353 | 143880515.9008 | 198577925.6098 | 252767031.0498 | 305610070.8489 | 357159064.2439 | 463496715.0389 | 567887483.9084 | 672654892.5292 | 774564770.0798
Highway-Byway 345kV |  | 76966.2892 | 2426727.9683 | 5092327.7888 | 13024160.3678 | 15967481.6445 | 28523718.4805 | 30502295.7358 | 29670345.6196 | 28861086.9429 | 28073900.7965 | 82761296.9895 | 80514977.7983 | 79930825.778 | 77750712.5049
Accumulated |  | 76966.2892 | 2503694.2575 | 7596022.0463 | 20620182.4141 | 36587664.0586 | 65111382.5391 | 95613678.2749 | 125284023.8946 | 154145110.8374 | 182219011.634 | 264980308.6235 | 345495286.4218 | 425426112.1998 | 503176824.7047
RECB 1 |  | 1651.2361 | -334205.4648 | -1154677.6077 | -2568116.7466 | -7423544.099 | 8550362.5361 | 8376290.7214 | 8147827.392 | 7925595.3999 | 7709424.7853 | 8688842.2778 | 8452089.9955 | 8256140.8436 | 8030954.6021
Accumulated |  | 1651.2361 | -332554.2287 | -1487231.8364 | -4055348.583 | -11478892.682 | -2928530.1459 | 5447760.5755 | 13595587.9675 | 21521183.3673 | 29230608.1527 | 37919450.4304 | 46371540.4259 | 54627681.2695 | 62658635.8716
Ameren IL:
Annual Coincident Load (kW) | 4540501 | 4654013.525 | 4770363.8631 | 4889622.9597 | 5011863.5337 | 5137160.122 | 5265589.1251 | 5397228.8532 | 5532159.5745 | 5670463.5639 | 5812225.153 | 5957530.7818 | 6106469.0514 | 6259130.7777 | 6415609.0471
License Plate Rate ($ per kW-mo) | 0.91518 | 0.87805 | 0.86295 | 1.1654 | 1.2006 | 1.1394 | 1.0812 | 1.0261 | 0.97377 | 0.92411 | 0.87698 | 0.83226 | 0.78981 | 0.74953 | 0.7113
Highway-Byway 100kV Rate ($ per kW-mo) |  | 0.88795 | 0.92617 | 1.0631 | 1.1089 | 1.1307 | 1.2352 | 1.1991 | 1.1451 | 1.0876 | 1.0332 | 1.3598 | 1.2968 | 1.2514 | 1.1875
Highway-Byway 345kV Rate ($ per kW-mo) |  | 0.87871 | 0.88028 | 1.0018 | 1.0472 | 1.0196 | 1.0668 | 1.0329 | 0.98027 | 0.93027 | 0.88283 | 1.2122 | 1.1504 | 1.1021 | 1.0459
RECB 1 ($ per kW-mo) |  | 0.87805 | 0.86316 | 1.1316 | 1.1581 | 1.0993 | 1.0442 | 0.9912 | 0.94065 | 0.89267 | 0.84715 | 0.80782 | 0.76662 | 0.72763 | 0.69052
Cost to Ameren IL Relative to License Plate Rate
Highway-Byway 100kV |  | 552928.2872 | 3619256.2658 | -6004172.1993 | -5512041.4433 | -530559.2722 | 9726996.2831 | 11202476.3456 | 11371641.2963 | 11125160.8291 | 10892790.1184 | 37717674.4366 | 37149114.5777 | 37691865.8568 | 36663820.2155
Accumulated |  | 552928.2872 | 4172184.553 | -1831987.6463 | -7344029.0896 | -7874588.3619 | 1852407.9213 | 13054884.2669 | 24426525.5632 | 35551686.3924 | 46444476.5107 | 84162150.9473 | 121311265.525 | 159003131.3817 | 195666951.5972
Highway-Byway 345kV |  | 37147.2787 | 992320.3547 | -9599126.0989 | -9227611.5735 | -7383902.2389 | -912122.7511 | 443191.9541 | 431103.8936 | 419345.5349 | 407907.8854 | 27160865.8074 | 26425359.9466 | 26482578.4045 | 25760266.0786
Accumulated |  | 37147.2787 | 1029467.6334 | -8569658.4655 | -17797270.039 | -25181172.2779 | -26093295.029 | -25650103.0749 | -25218999.1813 | -24799653.6464 | -24391745.761 | 2769120.0464 | 29194479.9929 | 55677058.3975 | 81437324.476
RECB 1 |  | 384.6468 | 12048.2369 | -1982147.006 | -2556823.3807 | -2470601.1611 | -2338287.9366 | -2260734.9387 | -2199073.3933 | -2139093.6665 | -2080749.8867 | -1746864.9256 | -1699164.2352 | -1644763.9282 | -1599902.992
Accumulated |  | 384.6468 | 12432.8837 | -1969714.1223 | -4526537.5029 | -6997138.664 | -9335426.6006 | -11596161.5394 | -13795234.9326 | -15934328.5991 | -18015078.4858 | -19761943.4114 | -21461107.6466 | -23105871.5748 | -24705774.5668
Cost to Ameren Relative to License Plate Rate
Highway-Byway 100kV |  | 1751785.354 | 13455840.7416 | 12927980.726 | 23699683.2831 | 31647426.7687 | 62250206.9487 | 65899886.0547 | 65560746.7363 | 63968200.6283 | 62441783.5134 | 144055325.2315 | 141539883.4472 | 142459274.4775 | 138573697.7662
Accumulated |  | 1751785.354 | 15207626.0956 | 28135606.8216 | 51835290.1046 | 83482716.8734 | 145732923.8221 | 211632809.8768 | 277193556.6131 | 341161757.2413 | 403603540.7547 | 547658865.9862 | 689198749.4334 | 831658023.9109 | 970231721.6771
|  | 0 | 0 | 0 | 0 | 0 | 0 | 0 | 0 | 0 | 0 | 0 | 0 | 0 | 0
Highway-Byway 345kV |  | 114113.5679 | 3419048.3231 | -4506798.3101 | 3796548.7943 | 8583579.4055 | 27611595.7294 | 30945487.69 | 30101449.5132 | 29280432.4778 | 28481808.6819 | 109922162.7969 | 106940337.7448 | 106413404.1825 | 103510978.5835
Accumulated |  | 114113.5679 | 3533161.8909 | -973636.4192 | 2822912.3752 | 11406491.7807 | 39018087.5101 | 69963575.2001 | 100065024.7133 | 129345457.191 | 157827265.873 | 267749428.6698 | 374689766.4147 | 481103170.5972 | 584614149.1807
|  | 0 | 0 | 0 | 0 | 0 | 0 | 0 | 0 | 0 | 0 | 0 | 0 | 0 | 0
RECB 1 |  | 2035.8829 | -322157.2279 | -3136824.6137 | -5124940.1273 | -9894145.2601 | 6212074.5994 | 6115555.7827 | 5948753.9987 | 5786501.7334 | 5628674.8986 | 6941977.3522 | 6752925.7603 | 6611376.9154 | 6431051.61
Accumulated |  | 2035.8829 | -320121.345 | -3456945.9587 | -8581886.086 | -18476031.346 | -12263956.7466 | -6148400.9639 | -199646.9652 | 5586854.7682 | 11215529.6669 | 18157507.019 | 24910432.7794 | 31521809.6947 | 37952861.3048

## Design Key
|  | Existing Facilities |  |  |  | New Facilities
Rate Design | Description of Rate Design | 345 kV | Rest of 345 kV | Rest of Facilities 345 to 100 kV | All Facilities above 100 kV | 345 kV | Rest of 345 kV | Rest of Facilities 345 to 100 kV | All Facilities above 100 kV
LP | License Plate new facilities |  |  |  | LP |  |  |  | LP
HB100 | Highway-Byway new 100 kV and above facilities |  |  |  | LP |  |  |  | HB
HB345 | Highway-Byway only new 345 kV facilities |  |  |  | LP | HB |  | LP
RECB1 | Postage stamp 20% of 345 kV facilites, LODF rest of 345 kV facilities, and LP the lower voltage facilities |  |  |  | LP | 20% | LP | LP
RECB1 HB100 | RECB1 new facilities HB100 existing facilities |  |  |  | HB | 20% | LP | LP
RECB1 HB345 | RECB1 new facilities HB345 existing facilities | HB |  | LP |  | 20% | LP | LP
HB100(NewOld) | Highway-Byway new and existing 100 kV and above facilities |  |  |  | HB |  |  |  | HB
HB345(NewOld) | Highway-Byway new and existing 345 kV facilities and LP the rest of the facilities | HB |  | LP |  | HB |  | LP
2026-07-30 03:52

## ALTW
Alliant West (ALTW)
All New Plant in Local Zone Rate (License Plate): | 2006 | 2007 | 2008 | 2009 | 2010 | 2011 | 2012 | 2013 | 2014 | 2015 | 2016 | 2017 | 2018 | 2019 | 2020 |  |  |  | Capital Dollars 2007-2020
$ per kW-Mo | 2.302 | 2.1939 | 2.1252 | 2.0168 | 1.914 | 1.8469 | 2.1767 | 2.0657 | 1.9603 | 1.8604 | 1.7655 | 1.6754 | 1.59 | 1.5089 | 1.4319 |  | LP | New | 102449703.9315
Depreciation | 0.026 | -0.059852 | -0.057042 | -0.055256 | -0.052438 | -0.049763 | -0.04802 | -0.056594 | -0.053708 | -0.050969 | -0.048369 | -0.045902 | -0.043561 | -0.04134 | -0.039231 |  | HB100 | New | 205256666.8284
Load Growth | 0.025 | -0.05755 | -0.054848 | -0.05313 | -0.050421 | -0.047849 | -0.046173 | -0.054417 | -0.051642 | -0.049008 | -0.046509 | -0.044137 | -0.041886 | -0.03975 | -0.037722 |  | HB345 | New | 184431762.6284
New All Plant |  | 1645536.9315 | 8000000 | 0 | 0 | 6100000 | 86704167 | 0 | 0 | 0 | 0 | 0 | 0 | 0 | 0 |  | RECB 1 | New | 118846115.6709
New All Plant Rev Rqmt |  | 329107.3863 | 1600000 | 0 | 0 | 1220000 | 17340833.4 | 0 | 0 | 0 | 0 | 0 | 0 | 0 | 0
New All Plant LP: |  | 0.009331 | 0.043178 | 0 | 0 | 0.030572 | 0.42395 | 0 | 0 | 0 | 0 | 0 | 0 | 0 | 0 |  | RECB 1 | New | 118846115.6709
Total New Capital Dollars |  | 1645536.9315 | 8000000 | 0 | 0 | 6100000 | 86704167 | 0 | 0 | 0 | 0 | 0 | 0 | 0 | 0 | 102449703.9315 | HB100 | Existing | 242227028.1396 | Average Balance
Total Existing and New Capital Dollars | 405962442.12 | 396576491.866 | 393759868.0504 | 383020067.6493 | 372573195.3041 | 368511261.4022 | 445164283.7475 | 433022427.9083 | 421211741.1871 | 409723190.9462 | 398547990.9131 | 387677594.461 | 377103688.0721 | 366818184.9799 | 356813218.9846 | 393608800.3908
All New Plant in Regional Rate (Hiway-Byway 100kV): | [16 empty] | RECB 1 | New | 118846115.6709
$ per kW-Mo | 2.302 | 2.1951 | 2.2037 | 2.1758 | 2.1645 | 2.1325 | 2.1858 | 2.1012 | 2.0012 | 1.9001 | 1.8042 | 2.0916 | 1.9912 | 1.9104 | 1.8129 |  | HB345 | Existing | 356005364.449 | Average Balance
Depreciation |  | -0.059852 | -0.057072 | -0.057297 | -0.05657 | -0.056277 | -0.055445 | -0.056832 | -0.054632 | -0.052032 | -0.049403 | -0.046909 | -0.054381 | -0.051771 | -0.049669
Load Growth |  | -0.05755 | -0.054877 | -0.055094 | -0.054395 | -0.054113 | -0.053312 | -0.054646 | -0.052531 | -0.050031 | -0.047502 | -0.045105 | -0.052289 | -0.04978 | -0.047759 |  | HB100 | New | 197256666.8284
New All Plant Postage Stamp (Less Exclude List): |  | 0.010476 | 0.076367 | 0.084425 | 0.099687 | 0.078369 | 0.16211 | 0.026878 | 0.0071508 | 0.00093586 | 0.0010189 | 0.37938 | 0.0062801 | 0.020716 | 0 |  |  | Existing | 242524232.3613 | Average Balance
Exclude List LP: |  | 0 | 0.044257 | 0 | 0 | 0 | 0 | 0 | 0 | 0 | 0 | 0 | 0 | 0 | 0
Total New Capital Dollars |  | 1847421.3587 | 21804153.8856 | 15642177.9588 | 18931801.7312 | 15255322.1963 | 32344646.3943 | 5496883.1863 | 1499002.3414 | 201086.0114 | 224411.9887 | 85643246.954 | 1453143.6711 | 4913369.1507 | 0 | 205256666.8284 | HB345 | New | 176431762.6284
[18 empty] | Existing | 362490095.4884 | Average Balance
New 345 kV Plant in Regional Rate (Hiway-Byway 345kV):
$ per kW-Mo | 2.302 | 2.1946 | 2.1471 | 2.0645 | 2.027 | 1.98 | 2.1301 | 2.042 | 1.9379 | 1.839 | 1.7452 | 2.0306 | 1.9271 | 1.8392 | 1.7454 |  | Exclude List |  | 8000000
Depreciation |  | -0.059852 | -0.057059 | -0.055825 | -0.053677 | -0.052701 | -0.05148 | -0.055382 | -0.053092 | -0.050384 | -0.047815 | -0.045376 | -0.052796 | -0.050105 | -0.047819 |  |  | EHV | 0
Load Growth |  | -0.05755 | -0.054865 | -0.053678 | -0.051612 | -0.050674 | -0.0495 | -0.053252 | -0.05105 | -0.048447 | -0.045976 | -0.043631 | -0.050765 | -0.048178 | -0.04598 |  |  | LV | 8000000
New EHV Postage Stamp (Less Exclude List): |  | 0.00066515 | 0.020173 | 0.026891 | 0.067774 | 0.025825 | 0.099235 | 0.020542 | 0 | 0 | 0 | 0.37437 | 7.242e-05 | 0.010358 | 0
New LV Plant |  | 1645536.9315 | 0 | 0 | 0 | 6100000 | 31054167 | 0 | 0 | 0 | 0 | 0 | 0 | 0 | 0
New LV Rev Reqmt |  | 329107.3863 | 0 | 0 | 0 | 1220000 | 6210833.4 | 0 | 0 | 0 | 0 | 0 | 0 | 0 | 0
LV LP: |  | 0.009331 | 0 | 0 | 0 | 0.030572 | 0.15184 | 0 | 0 | 0 | 0 | 0 | 0 | 0 | 0
Exclude List LP: |  | 0 | 0.044257 | 0 | 0 | 0 | 0 | 0 | 0 | 0 | 0 | 0 | 0 | 0 | 0
Total New Capital Dollars |  | 1762837.1049 | 11646500.4338 | 4982370.8771 | 12871126.8913 | 11127150.2853 | 50854192.8425 | 4201127.0898 | 0 | 0 | 0 | 84513099.1633 | 16757.1676 | 2456600.7728 | 0 | 184431762.6284
RECB 1:
$ per kW-Mo | 2.302 | 2.1939 | 2.1264 | 2.0182 | 1.9157 | 1.8495 | 2.1346 | 2.0259 | 1.9226 | 1.8245 | 1.7315 | 1.6457 | 1.5617 | 1.4822 | 1.4066
Depreciation |  | -0.059852 | -0.057042 | -0.055287 | -0.052472 | -0.049808 | -0.048087 | -0.0555 | -0.052673 | -0.049987 | -0.047437 | -0.045018 | -0.042787 | -0.040605 | -0.038536
Load Growth |  | -0.05755 | -0.054848 | -0.053161 | -0.050454 | -0.047892 | -0.046238 | -0.053365 | -0.050647 | -0.048064 | -0.045613 | -0.043287 | -0.041142 | -0.039044 | -0.037054
Postage Stamp Percentage | 0.2 | 0.2 | 0.2 | 0.2 | 0.2 | 0.2 | 0.2 | 0.2 | 0.2 | 0.2 | 0.2 | 0.2 | 0.2 | 0.2 | 0.2
New 345 kV Plant |  | 23460.0347 | 729300.0868 | 996474.1754 | 2574225.3783 | 1005430.0571 | 3960005.1685 | 840225.418 | 0 | 0 | 0 | 16902619.8327 | 3351.4335 | 491320.1546 | 0
New Plant Rev Reqmt |  | 4692.0069 | 145860.0174 | 199294.8351 | 514845.0757 | 201086.0114 | 792001.0337 | 168045.0836 | 0 | 0 | 0 | 3380523.9665 | 670.2867 | 98264.0309 | 0
RECB Postage Stamp: |  | 4.4584e-06 | 0.00013522 | 0.00018025 | 0.00045428 | 0.0001731 | 0.00066516 | 0.00013769 | 0 | 0 | 0 | 0.0025094 | 4.8542e-07 | 6.9427e-05 | 0
Rest of New Plant |  | 1645536.9315 | 0 | 0 | 0 | 6100000 | 75574167 | 0 | 0 | 0 | 0 | 0 | 0 | 0 | 0
Rest of New Plant Rev Reqmt |  | 329107.3863 | 0 | 0 | 0 | 1220000 | 15114833.4 | 0 | 0 | 0 | 0 | 0 | 0 | 0 | 0
RECB LODF LP: |  | 0.009331 | 0 | 0 | 0 | 0.031337 | 0.37877 | 0 | 0 | 0 | 0 | 0 | 0 | 0 | 0
Exclude List LP: |  | 0 | 0.044257 | 0 | 0 | 0 | 0 | 0 | 0 | 0 | 0 | 0 | 0 | 0 | 0
Total New Capital Dollars |  | 1668996.9662 | 8729300.0868 | 996474.1754 | 2574225.3783 | 7105430.0571 | 79534172.1685 | 840225.418 | 0 | 0 | 0 | 16902619.8327 | 3351.4335 | 491320.1546 | 0 | 118846115.6709
All New Plant in RECB 1:
$ per kW-Mo |  | 0.0093354 | 0.053252 | 0.050716 | 0.048584 | 0.077616 | 0.45309 | 0.43012 | 0.40818 | 0.38737 | 0.36761 | 0.35137 | 0.33345 | 0.31652 | 0.30037
Depreciation |  | 0 | -0.00024272 | -0.0013845 | -0.0013186 | -0.0012632 | -0.002018 | -0.01178 | -0.011183 | -0.010613 | -0.010072 | -0.0095579 | -0.0091357 | -0.0086698 | -0.0082294
Load Growth |  | 0 | -0.00023339 | -0.0013313 | -0.0012679 | -0.0012146 | -0.0019404 | -0.011327 | -0.010753 | -0.010205 | -0.0096842 | -0.0091903 | -0.0087843 | -0.0083363 | -0.0079129
Postage Stamp Percentage | 0.2 | 0.2 | 0.2 | 0.2 | 0.2 | 0.2 | 0.2 | 0.2 | 0.2 | 0.2 | 0.2 | 0.2 | 0.2 | 0.2 | 0.2
New 345 kV Plant |  | 23460.0347 | 729300.0868 | 996474.1754 | 2574225.3783 | 1005430.0571 | 3960005.1685 | 840225.418 | 0 | 0 | 0 | 16902619.8327 | 3351.4335 | 491320.1546 | 0
New 345 Plant Rev Reqmt |  | 4692.0069 | 145860.0174 | 199294.8351 | 514845.0757 | 201086.0114 | 792001.0337 | 168045.0836 | 0 | 0 | 0 | 3380523.9665 | 670.2867 | 98264.0309 | 0
RECB Postage Stamp: |  | 4.4584e-06 | 0.00013522 | 0.00018025 | 0.00045428 | 0.0001731 | 0.00066516 | 0.00013769 | 0 | 0 | 0 | 0.0025094 | 4.8542e-07 | 6.9427e-05 | 0
Rest of New Plant |  | 1645536.9315 | 0 | 0 | 0 | 6100000 | 75574167 | 0 | 0 | 0 | 0 | 0 | 0 | 0 | 0
Rest of New Plant Rev Reqmt |  | 329107.3863 | 0 | 0 | 0 | 1220000 | 15114833.4 | 0 | 0 | 0 | 0 | 0 | 0 | 0 | 0
RECB LODF LP: |  | 0.009331 | 0 | 0 | 0 | 0.031337 | 0.37877 | 0 | 0 | 0 | 0 | 0 | 0 | 0 | 0
Exclude List LP: |  | 0 | 0.044257 | 0 | 0 | 0 | 0 | 0 | 0 | 0 | 0 | 0 | 0 | 0 | 0
Total RECB1 Capital Dollars |  | 1668996.9662 | 8729300.0868 | 996474.1754 | 2574225.3783 | 7105430.0571 | 79534172.1685 | 840225.418 | 0 | 0 | 0 | 16902619.8327 | 3351.4335 | 491320.1546 | 0 | 118846115.6709
All Existing Plant in Hiway-Byway:
Existing All Plant Postage Stamp Rate | 1.6797 | 1.594 | 1.5127 | 1.4356 | 1.3623 | 1.2929 | 1.2269 | 1.1644 | 1.105 | 1.0486 | 0.99514 | 0.94439 | 0.89622 | 0.85052 | 0.80714
Depreciation |  | -0.043671 | -0.041444 | -0.03933 | -0.037324 | -0.035421 | -0.033614 | -0.0319 | -0.030273 | -0.028729 | -0.027264 | -0.025874 | -0.024554 | -0.023302 | -0.022113
Load Growth |  | -0.041991 | -0.03985 | -0.037818 | -0.035889 | -0.034059 | -0.032322 | -0.030673 | -0.029109 | -0.027624 | -0.026215 | -0.024878 | -0.02361 | -0.022406 | -0.021263
RECB1 (New) HB100 (Old) | 1.6797 | 1.6033 | 1.566 | 1.4863 | 1.4109 | 1.3705 | 1.68 | 1.5945 | 1.5132 | 1.436 | 1.3628 | 1.2958 | 1.2297 | 1.167 | 1.1075
Total Existing Capital Dollars |  | 288132331.4078 | 280273522.0686 | 272629061.7542 | 265193104.0949 | 257959962.1807 | 250924104.2122 | 244080149.2698 | 237422863.1985 | 230947154.6047 | 224648070.9629 | 218520794.8274 | 212560640.1485 | 206763048.6884 | 201123586.5354 | 242227028.1396
Total New Capital Dollars |  | 1668996.9662 | 8729300.0868 | 996474.1754 | 2574225.3783 | 7105430.0571 | 79534172.1685 | 840225.418 | 0 | 0 | 0 | 16902619.8327 | 3351.4335 | 491320.1546 | 0 | 118846115.6709
345 kV Existing Plant in Hiway-Byway:
Existing 345 kV Postage Stamp Rate | 0.45688 | 0.43358 | 0.41147 | 0.39048 | 0.37057 | 0.35167 | 0.33374 | 0.31672 | 0.30056 | 0.28523 | 0.27069 | 0.25688 | 0.24378 | 0.23135 | 0.21955
Depreciation |  | -0.011879 | -0.011273 | -0.010698 | -0.010153 | -0.0096348 | -0.0091434 | -0.0086771 | -0.0082346 | -0.0078146 | -0.0074161 | -0.0070379 | -0.0066789 | -0.0063383 | -0.0060151
Load Growth |  | -0.011422 | -0.01084 | -0.010287 | -0.0097621 | -0.0092643 | -0.0087918 | -0.0083434 | -0.0079179 | -0.0075141 | -0.0071309 | -0.0067672 | -0.0064221 | -0.0060945 | -0.0057837
Byway Rate | 2.0117 | 1.9091 | 1.8118 | 1.7194 | 1.6317 | 1.5485 | 1.4695 | 1.3946 | 1.3234 | 1.2559 | 1.1919 | 1.1311 | 1.0734 | 1.0187 | 0.96672
Depreciation |  | -0.052305 | -0.049638 | -0.047106 | -0.044704 | -0.042424 | -0.04026 | -0.038207 | -0.036258 | -0.034409 | -0.032654 | -0.030989 | -0.029409 | -0.027909 | -0.026485
Load Growth |  | -0.050294 | -0.047729 | -0.045294 | -0.042984 | -0.040792 | -0.038712 | -0.036738 | -0.034864 | -0.033086 | -0.031398 | -0.029797 | -0.028277 | -0.026835 | -0.025467
RECB1 (New) HB345 (Old) | 2.4686 | 2.3521 | 2.2765 | 2.1606 | 2.0508 | 1.9778 | 2.2563 | 2.1414 | 2.0322 | 1.9285 | 1.8302 | 1.7394 | 1.6506 | 1.5665 | 1.4866
Total Existing Capital Dollars | 435347301.4434 | 423473203.7965 | 411922972.163 | 400687773.0972 | 389759014.086 | 379128336.9768 | 368787611.5858 | 358728929.4798 | 348944597.9282 | 339427134.0197 | 330169258.9393 | 321163892.4018 | 312404147.2365 | 303883324.1206 | 295594906.4552 | 356005364.449
Total New Capital Dollars | 0 | 1668996.9662 | 8729300.0868 | 996474.1754 | 2574225.3783 | 7105430.0571 | 79534172.1685 | 840225.418 | 0 | 0 | 0 | 16902619.8327 | 3351.4335 | 491320.1546 | 0 | 118846115.6709
All Existing and New Plant in Hiway-Byway:
$ per kW-Mo | 1.6797 | 1.6045 | 1.6005 | 1.6034 | 1.6214 | 1.6171 | 1.6968 | 1.6372 | 1.561 | 1.4824 | 1.4079 | 1.7155 | 1.6344 | 1.5718 | 1.4917
Existing Plant Postage Stamp Rate | 1.6797 | 1.594 | 1.5142 | 1.437 | 1.3638 | 1.2943 | 1.2284 | 1.1658 | 1.1065 | 1.0501 | 0.99662 | 0.94587 | 0.89771 | 0.852 | 0.80862
Depreciation |  | -0.043671 | -0.041444 | -0.03933 | -0.037324 | -0.035421 | -0.033614 | -0.0319 | -0.030273 | -0.028729 | -0.027264 | -0.025874 | -0.024554 | -0.023302 | -0.022113
Load Growth |  | -0.041991 | -0.03985 | -0.037818 | -0.035889 | -0.034059 | -0.032322 | -0.030673 | -0.029109 | -0.027624 | -0.026215 | -0.024878 | -0.02361 | -0.022406 | -0.021263
Existing All Plant |  | 288132331.4078 | 280548339.6176 | 272910749.7419 | 265481834.2822 | 258255910.6227 | 251227451.3653 | 244391080.1017 | 237741567.3012 | 231273826.31 | 224982909.4608 | 218864004.2877 | 212912429.8453 | 207123633.1277 | 201493185.5857
Existing All Plant Rev Reqmt |  | 57626466.2816 | 56109667.9235 | 54582149.9484 | 53096366.8564 | 51651182.1245 | 50245490.2731 | 48878216.0203 | 47548313.4602 | 46254765.262 | 44996581.8922 | 43772800.8575 | 42582485.9691 | 41424726.6255 | 40298637.1171
New Plant Rate |  | 0.010476 | 0.086308 | 0.16633 | 0.25754 | 0.32277 | 0.46842 | 0.47141 | 0.45451 | 0.43227 | 0.41124 | 0.76965 | 0.73668 | 0.71982 | 0.68311
Depreciation |  | 0 | -0.00027237 | -0.002244 | -0.0043246 | -0.0066959 | -0.008392 | -0.012179 | -0.012257 | -0.011817 | -0.011239 | -0.010692 | -0.020011 | -0.019154 | -0.018715
Load Growth |  | 0 | -0.00026189 | -0.0021577 | -0.0041583 | -0.0064384 | -0.0080693 | -0.01171 | -0.011785 | -0.011363 | -0.010807 | -0.010281 | -0.019241 | -0.018417 | -0.017996
New All Plant Postage Stamp (Less Exclude List): |  | 0.010476 | 0.076367 | 0.084425 | 0.099687 | 0.078369 | 0.16211 | 0.026878 | 0.0071508 | 0.00093586 | 0.0010189 | 0.37938 | 0.0062801 | 0.020716 | 0
New All Plant |  | 1847421.3587 | 13804153.8856 | 15642177.9588 | 18931801.7312 | 15255322.1963 | 32344646.3943 | 5496883.1863 | 1499002.3414 | 201086.0114 | 224411.9887 | 85643246.954 | 1453143.6711 | 4913369.1507 | 0
New All Plant Rev Reqmt |  | 369484.2717 | 2760830.7771 | 3128435.5918 | 3786360.3462 | 3051064.4393 | 6468929.2789 | 1099376.6373 | 299800.4683 | 40217.2023 | 44882.3977 | 17128649.3908 | 290628.7342 | 982673.8301 | 0
Exclude List LP: |  | 0 | 0 | 0 | 0 | 0 | 0 | 0 | 0 | 0 | 0 | 0 | 0 | 0 | 0
Exclud List New Plant |  | 0 | 0 | 0 | 0 | 0 | 0 | 0 | 0 | 0 | 0 | 0 | 0 | 0 | 0
Exclud List New Plant Rev Reqmt |  | 0 | 0 | 0 | 0 | 0 | 0 | 0 | 0 | 0 | 0 | 0 | 0 | 0 | 0
Total Existing Capital Dollars | 296211500.0723 | 288132331.4078 | 280548339.6176 | 272910749.7419 | 265481834.2822 | 258255910.6227 | 251227451.3653 | 244391080.1017 | 237741567.3012 | 231273826.31 | 224982909.4608 | 218864004.2877 | 212912429.8453 | 207123633.1277 | 201493185.5857 | 242524232.3613
Total New Capital Dollars | 0 | 1847421.3587 | 13804153.8856 | 15642177.9588 | 18931801.7312 | 15255322.1963 | 32344646.3943 | 5496883.1863 | 1499002.3414 | 201086.0114 | 224411.9887 | 85643246.954 | 1453143.6711 | 4913369.1507 | 0 | 197256666.8284
345 kV Existing and New Plant in Hiway-Byway - Rest in LP:
$ per kW-Mo | 2.4686 | 2.3527 | 2.2972 | 2.2069 | 2.1621 | 2.109 | 2.2563 | 2.1618 | 2.0515 | 1.9469 | 1.8476 | 2.1278 | 2.0193 | 1.9267 | 1.8284
Existing 345 PostageStamp Rate | 0.45688 | 0.43358 | 0.41147 | 0.39048 | 0.37057 | 0.35167 | 0.33374 | 0.31672 | 0.30056 | 0.28523 | 0.27069 | 0.25688 | 0.24378 | 0.23135 | 0.21955
Depreciation |  | -0.011879 | -0.011273 | -0.010698 | -0.010153 | -0.0096348 | -0.0091434 | -0.0086771 | -0.0082346 | -0.0078146 | -0.0074161 | -0.0070379 | -0.0066789 | -0.0063383 | -0.0060151
Load Growth |  | -0.011422 | -0.01084 | -0.010287 | -0.0097621 | -0.0092643 | -0.0087918 | -0.0083434 | -0.0079179 | -0.0075141 | -0.0071309 | -0.0067672 | -0.0064221 | -0.0060945 | -0.0057837
Existing 345 kV Plant |  | 78374723.9806 | 76237053.3841 | 74157687.753 | 72135036.8196 | 70167553.6903 | 68253733.6634 | 66392113.0777 | 64581268.1935 | 62819814.1036 | 61106403.6739 | 59439726.5137 | 57818507.973 | 56241508.1681 | 54707521.0328
Existing 345 kV Plant Rev Reqmt |  | 15674944.7961 | 15247410.6768 | 14831537.5506 | 14427007.3639 | 14033510.7381 | 13650746.7327 | 13278422.6155 | 12916253.6387 | 12563962.8207 | 12221280.7348 | 11887945.3027 | 11563701.5946 | 11248301.6336 | 10941504.2066
Existing Rest of Plant Byway Rate | 2.0117 | 1.9091 | 1.856 | 1.7614 | 1.6715 | 1.5863 | 1.5054 | 1.4286 | 1.3558 | 1.2866 | 1.221 | 1.1587 | 1.0996 | 1.0436 | 0.99033
Depreciation |  | -0.052305 | -0.049638 | -0.048257 | -0.045796 | -0.04346 | -0.041244 | -0.03914 | -0.037144 | -0.03525 | -0.033452 | -0.031746 | -0.030127 | -0.02859 | -0.027132
Load Growth |  | -0.050294 | -0.047729 | -0.046401 | -0.044034 | -0.041789 | -0.039657 | -0.037635 | -0.035716 | -0.033894 | -0.032165 | -0.030525 | -0.028968 | -0.027491 | -0.026089
Rest of Plant |  | 345098479.8159 | 343885918.7789 | 334506430.3442 | 325382767.4566 | 316507952.4742 | 307875198.0705 | 299477902.0431 | 291309642.2649 | 283364171.7721 | 275635413.987 | 268117458.0705 | 260804554.4016 | 253691110.1803 | 246771685.1502
Rest of Plant Rev Reqmt |  | 69019695.9632 | 68777183.7558 | 66901286.0688 | 65076553.4913 | 63301590.4948 | 61575039.6141 | 59895580.4086 | 58261928.453 | 56672834.3544 | 55127082.7974 | 53623491.6141 | 52160910.8803 | 50738222.0361 | 49354337.03
New Plant Rate |  | 0.0099961 | 0.029659 | 0.055038 | 0.12001 | 0.17105 | 0.4172 | 0.41646 | 0.39522 | 0.37507 | 0.35594 | 0.71216 | 0.67591 | 0.6518 | 0.61856
Depreciation |  | 0 | -0.0002599 | -0.00077114 | -0.001431 | -0.0031201 | -0.0044472 | -0.010847 | -0.010828 | -0.010276 | -0.0097517 | -0.0092544 | -0.018516 | -0.017574 | -0.016947
Load Growth |  | 0 | -0.0002499 | -0.00074148 | -0.0013759 | -0.0030001 | -0.0042762 | -0.01043 | -0.010412 | -0.0098806 | -0.0093767 | -0.0088985 | -0.017804 | -0.016898 | -0.016295
New EHV Postage Stamp (Less Exclude List): |  | 0.00066515 | 0.020173 | 0.026891 | 0.067774 | 0.025825 | 0.099235 | 0.020542 | 0 | 0 | 0 | 0.37437 | 7.242e-05 | 0.010358 | 0
New 345 kV Plant |  | 117300.1733 | 3646500.4338 | 4982370.8771 | 12871126.8913 | 5027150.2853 | 19800025.8425 | 4201127.0898 | 0 | 0 | 0 | 84513099.1633 | 16757.1676 | 2456600.7728 | 0
New 345 Plant Rev Reqmt |  | 23460.0347 | 729300.0868 | 996474.1754 | 2574225.3783 | 1005430.0571 | 3960005.1685 | 840225.418 | 0 | 0 | 0 | 16902619.8327 | 3351.4335 | 491320.1546 | 0
New LV LP: |  | 0.009331 | 0 | 0 | 0 | 0.031337 | 0.15564 | 0 | 0 | 0 | 0 | 0 | 0 | 0 | 0
New LV Plant |  | 1645536.9315 | 0 | 0 | 0 | 6100000 | 31054167 | 0 | 0 | 0 | 0 | 0 | 0 | 0 | 0
New LV Rev Reqmt |  | 329107.3863 | 0 | 0 | 0 | 1220000 | 6210833.4 | 0 | 0 | 0 | 0 | 0 | 0 | 0 | 0
Exclude List LP: |  | 0 | 0 | 0 | 0 | 0 | 0 | 0 | 0 | 0 | 0 | 0 | 0 | 0 | 0
Exclud List New Plant |  | 0 | 0 | 0 | 0 | 0 | 0 | 0 | 0 | 0 | 0 | 0 | 0 | 0 | 0
Exclud List New Plant Rev Reqmt |  | 0 | 0 | 0 | 0 | 0 | 0 | 0 | 0 | 0 | 0 | 0 | 0 | 0 | 0
Total Existing Capital Dollars |  | 423473203.7965 | 420122972.163 | 408664118.0972 | 397517804.2761 | 386675506.1645 | 376128931.7339 | 365870015.1208 | 355890910.4584 | 346183985.8756 | 336741817.6609 | 327557184.5842 | 318623062.3747 | 309932618.3484 | 301479206.1829 | 362490095.4884
Total New Capital Dollars |  | 1762837.1049 | 3646500.4338 | 4982370.8771 | 12871126.8913 | 11127150.2853 | 50854192.8425 | 4201127.0898 | 0 | 0 | 0 | 84513099.1633 | 16757.1676 | 2456600.7728 | 0 | 176431762.6284
Exclude List LP:
Exclud List New Plant |  | 0 | 8000000 | 0 | 0 | 0 | 0 | 0 | 0 | 0 | 0 | 0 | 0 | 0 | 0
Exclud List New Plant Rev Reqmt |  | 0 | 1600000 | 0 | 0 | 0 | 0 | 0 | 0 | 0 | 0 | 0 | 0 | 0 | 0
Exclude List LP: |  | 0 | 0.044257 | 0 | 0 | 0 | 0 | 0 | 0 | 0 | 0 | 0 | 0 | 0 | 0
Exclude List Capital Dollars |  | 0 | 8000000 | 0 | 0 | 0 | 0 | 0 | 0 | 0 | 0 | 0 | 0 | 0 | 0 | 8000000
Exclud List New 345 kV Plant |  | 0 | 0 | 0 | 0 | 0 | 0 | 0 | 0 | 0 | 0 | 0 | 0 | 0 | 0
Exclud List New 345 kV Plant Rev Reqmt |  | 0 | 0 | 0 | 0 | 0 | 0 | 0 | 0 | 0 | 0 | 0 | 0 | 0 | 0
Exclude List 345kV LP: |  | 0 | 0 | 0 | 0 | 0 | 0 | 0 | 0 | 0 | 0 | 0 | 0 | 0 | 0
Exclude List 345 kV Capital Dollars |  | 0 | 0 | 0 | 0 | 0 | 0 | 0 | 0 | 0 | 0 | 0 | 0 | 0 | 0 | 0
Exclud List New LV Plant |  | 0 | 8000000 | 0 | 0 | 0 | 0 | 0 | 0 | 0 | 0 | 0 | 0 | 0 | 0
Exclud List New LV Plant Rev Reqmt |  | 0 | 1600000 | 0 | 0 | 0 | 0 | 0 | 0 | 0 | 0 | 0 | 0 | 0 | 0
Exclude List LV LP: |  | 0 | 0.044257 | 0 | 0 | 0 | 0 | 0 | 0 | 0 | 0 | 0 | 0 | 0 | 0
Exclude List LV Capital Dollars |  | 0 | 8000000 | 0 | 0 | 0 | 0 | 0 | 0 | 0 | 0 | 0 | 0 | 0 | 0 | 8000000
Exclude List Postage Stamp:
Exclud List New Plant |  | 0 | 8000000 | 0 | 0 | 0 | 0 | 0 | 0 | 0 | 0 | 0 | 0 | 0 | 0
Exclud List New Plant Rev Reqmt |  | 0 | 1600000 | 0 | 0 | 0 | 0 | 0 | 0 | 0 | 0 | 0 | 0 | 0 | 0
Exclude List Postage Stamp: |  | 0 | 0.0014833 | 0 | 0 | 0 | 0 | 0 | 0 | 0 | 0 | 0 | 0 | 0 | 0
Exclude List Capital Dollars |  | 0 | 8000000 | 0 | 0 | 0 | 0 | 0 | 0 | 0 | 0 | 0 | 0 | 0 | 0 | 8000000
Exclud List New 345 kV Plant |  | 0 | 0 | 0 | 0 | 0 | 0 | 0 | 0 | 0 | 0 | 0 | 0 | 0 | 0
Exclud List New 345 kV Plant Rev Reqmt |  | 0 | 0 | 0 | 0 | 0 | 0 | 0 | 0 | 0 | 0 | 0 | 0 | 0 | 0
Exclude List 345kV Postage Stamp: |  | 0 | 0 | 0 | 0 | 0 | 0 | 0 | 0 | 0 | 0 | 0 | 0 | 0 | 0
Exclude List 345 kV Capital Dollars |  | 0 | 0 | 0 | 0 | 0 | 0 | 0 | 0 | 0 | 0 | 0 | 0 | 0 | 0 | 0
Exclud List New LV Plant |  | 0 | 8000000 | 0 | 0 | 0 | 0 | 0 | 0 | 0 | 0 | 0 | 0 | 0 | 0
Exclud List New LV Plant Rev Reqmt |  | 0 | 1600000 | 0 | 0 | 0 | 0 | 0 | 0 | 0 | 0 | 0 | 0 | 0 | 0
Exclude List LV Postage Stamp: |  | 0 | 0.0014833 | 0 | 0 | 0 | 0 | 0 | 0 | 0 | 0 | 0 | 0 | 0 | 0
Exclude List LV Capital Dollars |  | 0 | 8000000 | 0 | 0 | 0 | 0 | 0 | 0 | 0 | 0 | 0 | 0 | 0 | 0 | 8000000
Coincident Load kW: | 2939201 | 3012681.025 | 3087998.0506 | 3165198.0019 | 3244327.9519 | 3325436.1507 | 3408572.0545 | 3493786.3559 | 3581131.0148 | 3670659.2901 | 3762425.7724 | 3856486.4167 | 3952898.5771 | 4051721.0415 | 4153014.0676

## Ameren (UE-CIPS)
Ameren (UE-CIPS):
All New Plant in Local Zone Rate (License Plate): | 2006 | 2007 | 2008 | 2009 | 2010 | 2011 | 2012 | 2013 | 2014 | 2015 | 2016 | 2017 | 2018 | 2019 | 2020 |  |  |  | Capital Dollars 2007-2020
$ per kW-Mo | 0.852 | 0.86235 | 0.82711 | 0.848 | 0.8178 | 0.825 | 0.78292 | 0.74299 | 0.7051 | 0.66914 | 0.63501 | 0.60263 | 0.57189 | 0.54273 | 0.51505 |  | LP | New | 113252700
Depreciation | 0.026 | -0.022152 | -0.022421 | -0.021505 | -0.022048 | -0.021263 | -0.02145 | -0.020356 | -0.019318 | -0.018333 | -0.017398 | -0.01651 | -0.015668 | -0.014869 | -0.014111 |  | HB100 | New | 697848367.0457
Load Growth | 0.025 | -0.0213 | -0.021559 | -0.020678 | -0.0212 | -0.020445 | -0.020625 | -0.019573 | -0.018575 | -0.017628 | -0.016729 | -0.015875 | -0.015066 | -0.014297 | -0.013568 |  | HB345 | New | 548106137.6349
New All Plant |  | 30367100 | 5186300 | 38335000 | 8130600 | 31233700 | 0 | 0 | 0 | 0 | 0 | 0 | 0 | 0 | 0 |  | RECB 1 | New | 236328074.527
New All Plant Rev Rqmt |  | 6073420 | 1037260 | 7667000 | 1626120 | 6246740 | 0 | 0 | 0 | 0 | 0 | 0 | 0 | 0 | 0
New All Plant LP: |  | 0.053799 | 0.0087454 | 0.063066 | 0.01305 | 0.048908 | 0 | 0 | 0 | 0 | 0 | 0 | 0 | 0 | 0 |  | RECB 1 | New | 236328074.527
Total New Capital Dollars |  | 30367100 | 5186300 | 38335000 | 8130600 | 31233700 | 0 | 0 | 0 | 0 | 0 | 0 | 0 | 0 | 0 | 113252700 | HB100 | Existing | 775301517.805 | Average Balance
Total Existing and New Capital Dollars | 480914825.04 | 498924150.687 | 490502294.477 | 515458844.3952 | 509530304.4143 | 526866565.3614 | 512496279.7912 | 498517943.7599 | 484920866.8438 | 471694650.2007 | 458829178.6164 | 446314612.7697 | 434141381.7064 | 422300175.5203 | 410781938.233 | 477234227.6269
All New Plant in Regional Rate (Hiway-Byway 100kV): | [16 empty] | RECB 1 | New | 236328074.527
$ per kW-Mo | 0.852 | 0.87271 | 0.91005 | 1.0037 | 1.0522 | 1.0769 | 1.1841 | 1.1506 | 1.0991 | 1.044 | 0.99173 | 1.3205 | 1.2595 | 1.2159 | 1.1539 |  | HB345 | Existing | 471507398.0709 | Average Balance
Depreciation |  | -0.022152 | -0.02269 | -0.023661 | -0.026097 | -0.027358 | -0.028 | -0.030787 | -0.029916 | -0.028576 | -0.027143 | -0.025785 | -0.034334 | -0.032746 | -0.031615
Load Growth |  | -0.0213 | -0.021818 | -0.022751 | -0.025093 | -0.026306 | -0.026923 | -0.029603 | -0.028765 | -0.027477 | -0.026099 | -0.024793 | -0.033013 | -0.031487 | -0.030399 |  | HB100 | New | 631363867.0457
New All Plant Postage Stamp (Less Exclude List): |  | 0.010476 | 0.076367 | 0.084425 | 0.099687 | 0.078369 | 0.16211 | 0.026878 | 0.0071508 | 0.00093586 | 0.0010189 | 0.37938 | 0.0062801 | 0.020716 | 0 |  |  | Existing | 783186480.2682 | Average Balance
Exclude List LP: |  | 0.053684 | 0.0054813 | 0.055665 | 0 | 0 | 0 | 0 | 0 | 0 | 0 | 0 | 0 | 0 | 0
Total New Capital Dollars |  | 36215183.2528 | 47354567.0024 | 83077372.1512 | 60595445.2304 | 48828054.178 | 103526239.9698 | 17593998.1192 | 4797890.6377 | 643620.5367 | 718280.519 | 274120274.1211 | 4651109.7562 | 15726331.5714 | 0 | 697848367.0457 | HB345 | New | 481621637.6349
[18 empty] | Existing | 494459994.9053 | Average Balance
New 345 kV Plant in Regional Rate (Hiway-Byway 345kV):
$ per kW-Mo | 0.852 | 0.86301 | 0.84757 | 0.88988 | 0.92232 | 0.95001 | 1.0008 | 0.9703 | 0.92081 | 0.87385 | 0.82928 | 1.1614 | 1.1022 | 1.0564 | 1.0025 |  | Exclude List |  | 66484500
Depreciation |  | -0.022152 | -0.022438 | -0.022037 | -0.023137 | -0.02398 | -0.0247 | -0.026021 | -0.025228 | -0.023941 | -0.02272 | -0.021561 | -0.030195 | -0.028657 | -0.027465 |  |  | EHV | 41270800
Load Growth |  | -0.0213 | -0.021575 | -0.021189 | -0.022247 | -0.023058 | -0.02375 | -0.02502 | -0.024257 | -0.02302 | -0.021846 | -0.020732 | -0.029034 | -0.027555 | -0.026409 |  |  | LV | 25213700
New EHV Postage Stamp (Less Exclude List): |  | 0.00066515 | 0.020173 | 0.026891 | 0.067774 | 0.025825 | 0.099235 | 0.020542 | 0 | 0 | 0 | 0.37437 | 7.242e-05 | 0.010358 | 0
New LV Plant |  | 65000 | 1731800 | 1811700 | 6257400 | 31233700 | 0 | 0 | 0 | 0 | 0 | 0 | 0 | 0 | 0
New LV Rev Reqmt |  | 13000 | 346360 | 362340 | 1251480 | 6246740 | 0 | 0 | 0 | 0 | 0 | 0 | 0 | 0 | 0
LV LP: |  | 0.00011516 | 0.0029203 | 0.0029805 | 0.010043 | 0.048908 | 0 | 0 | 0 | 0 | 0 | 0 | 0 | 0 | 0
Exclude List LP: |  | 0.053684 | 0.0054813 | 0.055665 | 0 | 0 | 0 | 0 | 0 | 0 | 0 | 0 | 0 | 0 | 0
Total New Capital Dollars |  | 30742545.3131 | 16574536.2668 | 50769986.955 | 47454306.4366 | 47324213.4178 | 63374389.7458 | 13446642.3264 | 0 | 0 | 0 | 270502984.5719 | 53635.0447 | 7862897.5569 | 0 | 548106137.6349
RECB 1:
$ per kW-Mo | 0.852 | 0.86236 | 0.8243 | 0.8385 | 0.79719 | 0.76688 | 0.84823 | 0.80541 | 0.76434 | 0.72536 | 0.68836 | 0.66129 | 0.62756 | 0.59578 | 0.5654
Depreciation |  | -0.022152 | -0.022421 | -0.021432 | -0.021801 | -0.020727 | -0.019939 | -0.022054 | -0.020941 | -0.019873 | -0.018859 | -0.017897 | -0.017194 | -0.016317 | -0.01549
Load Growth |  | -0.0213 | -0.021559 | -0.020607 | -0.020962 | -0.01993 | -0.019172 | -0.021206 | -0.020135 | -0.019108 | -0.018134 | -0.017209 | -0.016532 | -0.015689 | -0.014895
Postage Stamp Percentage | 0.2 | 0.2 | 0.2 | 0.2 | 0.2 | 0.2 | 0.2 | 0.2 | 0.2 | 0.2 | 0.2 | 0.2 | 0.2 | 0.2 | 0.2
New 345 kV Plant |  | 75089.0626 | 2334287.2534 | 3189437.391 | 8239381.2873 | 3218102.6836 | 12674877.9492 | 2689328.4653 | 0 | 0 | 0 | 54100596.9144 | 10727.0089 | 1572579.5114 | 0
New Plant Rev Reqmt |  | 15017.8125 | 466857.4507 | 637887.4782 | 1647876.2575 | 643620.5367 | 2534975.5898 | 537865.6931 | 0 | 0 | 0 | 10820119.3829 | 2145.4018 | 314515.9023 | 0
RECB Postage Stamp: |  | 1.427e-05 | 0.00043279 | 0.00057692 | 0.001454 | 0.00055406 | 0.002129 | 0.00044071 | 0 | 0 | 0 | 0.0080318 | 1.5537e-06 | 0.00022222 | 0
Rest of New Plant |  | 65000 | 0 | 0 | 0 | 6100000 | 75574167 | 0 | 0 | 0 | 0 | 0 | 0 | 0 | 0
Rest of New Plant Rev Reqmt |  | 13000 | 0 | 0 | 0 | 1220000 | 15114833.4 | 0 | 0 | 0 | 0 | 0 | 0 | 0 | 0
RECB LODF LP: |  | 0.00011516 | 0 | 0 | 0 | 0.0097905 | 0.11834 | 0 | 0 | 0 | 0 | 0 | 0 | 0 | 0
Exclude List LP: |  | 0.053684 | 0.0054813 | 0.055665 | 0 | 0 | 0 | 0 | 0 | 0 | 0 | 0 | 0 | 0 | 0
Total New Capital Dollars |  | 30442189.0626 | 5505587.2534 | 36200537.391 | 8239381.2873 | 9318102.6836 | 88249044.9492 | 2689328.4653 | 0 | 0 | 0 | 54100596.9144 | 10727.0089 | 1572579.5114 | 0 | 236328074.527
All New Plant in RECB 1:
$ per kW-Mo |  | 0.053813 | 0.056983 | 0.11032 | 0.10615 | 0.11108 | 0.22588 | 0.2148 | 0.20385 | 0.19345 | 0.18358 | 0.18225 | 0.17296 | 0.16436 | 0.15598
Depreciation |  | 0 | -0.0013991 | -0.0014816 | -0.0028683 | -0.0027598 | -0.002888 | -0.0058729 | -0.0055848 | -0.0053 | -0.0050297 | -0.0047732 | -0.0047386 | -0.004497 | -0.0042734
Load Growth |  | 0 | -0.0013453 | -0.0014246 | -0.002758 | -0.0026537 | -0.0027769 | -0.005647 | -0.00537 | -0.0050962 | -0.0048362 | -0.0045896 | -0.0045563 | -0.004324 | -0.004109
Postage Stamp Percentage | 0.2 | 0.2 | 0.2 | 0.2 | 0.2 | 0.2 | 0.2 | 0.2 | 0.2 | 0.2 | 0.2 | 0.2 | 0.2 | 0.2 | 0.2
New 345 kV Plant |  | 75089.0626 | 2334287.2534 | 3189437.391 | 8239381.2873 | 3218102.6836 | 12674877.9492 | 2689328.4653 | 0 | 0 | 0 | 54100596.9144 | 10727.0089 | 1572579.5114 | 0
New 345 Plant Rev Reqmt |  | 15017.8125 | 466857.4507 | 637887.4782 | 1647876.2575 | 643620.5367 | 2534975.5898 | 537865.6931 | 0 | 0 | 0 | 10820119.3829 | 2145.4018 | 314515.9023 | 0
RECB Postage Stamp: |  | 1.427e-05 | 0.00043279 | 0.00057692 | 0.001454 | 0.00055406 | 0.002129 | 0.00044071 | 0 | 0 | 0 | 0.0080318 | 1.5537e-06 | 0.00022222 | 0
Rest of New Plant |  | 65000 | 0 | 0 | 0 | 6100000 | 75574167 | 0 | 0 | 0 | 0 | 0 | 0 | 0 | 0
Rest of New Plant Rev Reqmt |  | 13000 | 0 | 0 | 0 | 1220000 | 15114833.4 | 0 | 0 | 0 | 0 | 0 | 0 | 0 | 0
RECB LODF LP: |  | 0.00011516 | 0 | 0 | 0 | 0.0097905 | 0.11834 | 0 | 0 | 0 | 0 | 0 | 0 | 0 | 0
Exclude List LP: |  | 0.053684 | 0.0054813 | 0.055665 | 0 | 0 | 0 | 0 | 0 | 0 | 0 | 0 | 0 | 0 | 0
Total RECB1 Capital Dollars |  | 30442189.0626 | 5505587.2534 | 36200537.391 | 8239381.2873 | 9318102.6836 | 88249044.9492 | 2689328.4653 | 0 | 0 | 0 | 54100596.9144 | 10727.0089 | 1572579.5114 | 0 | 236328074.527
All Existing Plant in Hiway-Byway:
Existing All Plant Postage Stamp Rate | 1.6797 | 1.594 | 1.5127 | 1.4356 | 1.3623 | 1.2929 | 1.2269 | 1.1644 | 1.105 | 1.0486 | 0.99514 | 0.94439 | 0.89622 | 0.85052 | 0.80714
Depreciation |  | -0.043671 | -0.041444 | -0.03933 | -0.037324 | -0.035421 | -0.033614 | -0.0319 | -0.030273 | -0.028729 | -0.027264 | -0.025874 | -0.024554 | -0.023302 | -0.022113
Load Growth |  | -0.041991 | -0.03985 | -0.037818 | -0.035889 | -0.034059 | -0.032322 | -0.030673 | -0.029109 | -0.027624 | -0.026215 | -0.024878 | -0.02361 | -0.022406 | -0.021263
RECB1 (New) HB100 (Old) | 1.6797 | 1.6478 | 1.5697 | 1.5459 | 1.4685 | 1.4039 | 1.4528 | 1.3792 | 1.3088 | 1.2421 | 1.1787 | 1.1266 | 1.0692 | 1.0149 | 0.96312
Total Existing Capital Dollars |  | 922231658.3945 | 897077789.9118 | 872609993.192 | 848809555.6277 | 825658274.9979 | 803138445.5474 | 781232844.4451 | 759924718.6128 | 739197771.9127 | 719036152.6837 | 699424441.6193 | 680347639.9741 | 661791158.0938 | 643740804.2568 | 775301517.805
Total New Capital Dollars |  | 30442189.0626 | 5505587.2534 | 36200537.391 | 8239381.2873 | 9318102.6836 | 88249044.9492 | 2689328.4653 | 0 | 0 | 0 | 54100596.9144 | 10727.0089 | 1572579.5114 | 0 | 236328074.527
345 kV Existing Plant in Hiway-Byway:
Existing 345 kV Postage Stamp Rate | 0.45688 | 0.43358 | 0.41147 | 0.39048 | 0.37057 | 0.35167 | 0.33374 | 0.31672 | 0.30056 | 0.28523 | 0.27069 | 0.25688 | 0.24378 | 0.23135 | 0.21955
Depreciation |  | -0.011879 | -0.011273 | -0.010698 | -0.010153 | -0.0096348 | -0.0091434 | -0.0086771 | -0.0082346 | -0.0078146 | -0.0074161 | -0.0070379 | -0.0066789 | -0.0063383 | -0.0060151
Load Growth |  | -0.011422 | -0.01084 | -0.010287 | -0.0097621 | -0.0092643 | -0.0087918 | -0.0083434 | -0.0079179 | -0.0075141 | -0.0071309 | -0.0067672 | -0.0064221 | -0.0060945 | -0.0057837
Byway Rate | 0.56462 | 0.53582 | 0.5085 | 0.48256 | 0.45795 | 0.4346 | 0.41243 | 0.3914 | 0.37144 | 0.35249 | 0.33452 | 0.31746 | 0.30127 | 0.2859 | 0.27132
Depreciation |  | -0.01468 | -0.013931 | -0.013221 | -0.012547 | -0.011907 | -0.0113 | -0.010723 | -0.010176 | -0.0096574 | -0.0091648 | -0.0086974 | -0.0082539 | -0.0078329 | -0.0074334
Load Growth |  | -0.014115 | -0.013396 | -0.012712 | -0.012064 | -0.011449 | -0.010865 | -0.010311 | -0.009785 | -0.0092859 | -0.0088123 | -0.0083629 | -0.0079364 | -0.0075316 | -0.0071475
RECB1 (New) HB345 (Old) | 1.0215 | 1.0232 | 0.97695 | 0.98337 | 0.93467 | 0.89735 | 0.97205 | 0.92291 | 0.87585 | 0.83118 | 0.78879 | 0.75659 | 0.71801 | 0.68161 | 0.64685
Total Existing Capital Dollars | 576590955.8089 | 560864437.4892 | 545566859.9567 | 530686523.8513 | 516212048.9133 | 502132365.2792 | 488436705.0162 | 475114593.8869 | 462155843.3386 | 449550542.7116 | 437289051.6591 | 425361992.7751 | 413760244.4222 | 402474933.7555 | 391497429.9374 | 471507398.0709
Total New Capital Dollars | 0 | 30442189.0626 | 5505587.2534 | 36200537.391 | 8239381.2873 | 9318102.6836 | 88249044.9492 | 2689328.4653 | 0 | 0 | 0 | 54100596.9144 | 10727.0089 | 1572579.5114 | 0 | 236328074.527
All Existing and New Plant in Hiway-Byway:
$ per kW-Mo | 1.6797 | 1.6102 | 1.6054 | 1.6142 | 1.6322 | 1.628 | 1.7077 | 1.6481 | 1.5718 | 1.4932 | 1.4187 | 1.7264 | 1.6452 | 1.5827 | 1.5026
Existing Plant Postage Stamp Rate | 1.6797 | 1.5998 | 1.5191 | 1.4479 | 1.3747 | 1.3052 | 1.2392 | 1.1767 | 1.1173 | 1.0609 | 1.0075 | 0.9567 | 0.90854 | 0.86283 | 0.81946
Depreciation |  | -0.043671 | -0.041444 | -0.03933 | -0.037324 | -0.035421 | -0.033614 | -0.0319 | -0.030273 | -0.028729 | -0.027264 | -0.025874 | -0.024554 | -0.023302 | -0.022113
Load Growth |  | -0.041991 | -0.03985 | -0.037818 | -0.035889 | -0.034059 | -0.032322 | -0.030673 | -0.029109 | -0.027624 | -0.026215 | -0.024878 | -0.02361 | -0.022406 | -0.021263
Existing All Plant |  | 925563430.0966 | 900841546.182 | 880097474.61 | 856484224.0812 | 833524810.1628 | 811201644.0913 | 789497622.9526 | 768396116.5831 | 747880954.8322 | 727936415.1762 | 708547210.6741 | 689698478.2553 | 671375767.332 | 653565028.726
Existing All Plant Rev Reqmt |  | 185112686.0193 | 180168309.2364 | 176019494.922 | 171296844.8162 | 166704962.0326 | 162240328.8183 | 157899524.5905 | 153679223.3166 | 149576190.9664 | 145587283.0352 | 141709442.1348 | 137939695.6511 | 134275153.4664 | 130713005.7452
New Plant Rate |  | 0.010476 | 0.086308 | 0.16633 | 0.25754 | 0.32277 | 0.46842 | 0.47141 | 0.45451 | 0.43227 | 0.41124 | 0.76965 | 0.73668 | 0.71982 | 0.68311
Depreciation |  | 0 | -0.00027237 | -0.002244 | -0.0043246 | -0.0066959 | -0.008392 | -0.012179 | -0.012257 | -0.011817 | -0.011239 | -0.010692 | -0.020011 | -0.019154 | -0.018715
Load Growth |  | 0 | -0.00026189 | -0.0021577 | -0.0041583 | -0.0064384 | -0.0080693 | -0.01171 | -0.011785 | -0.011363 | -0.010807 | -0.010281 | -0.019241 | -0.018417 | -0.017996
New All Plant Postage Stamp (Less Exclude List): |  | 0.010476 | 0.076367 | 0.084425 | 0.099687 | 0.078369 | 0.16211 | 0.026878 | 0.0071508 | 0.00093586 | 0.0010189 | 0.37938 | 0.0062801 | 0.020716 | 0
New All Plant |  | 5913083.2528 | 44183267.0024 | 50066272.1512 | 60595445.2304 | 48828054.178 | 103526239.9698 | 17593998.1192 | 4797890.6377 | 643620.5367 | 718280.519 | 274120274.1211 | 4651109.7562 | 15726331.5714 | 0
New All Plant Rev Reqmt |  | 1182616.6506 | 8836653.4005 | 10013254.4302 | 12119089.0461 | 9765610.8356 | 20705247.994 | 3518799.6238 | 959578.1275 | 128724.1073 | 143656.1038 | 54824054.8242 | 930221.9512 | 3145266.3143 | 0
Exclude List LP: |  | 0 | 0 | 0 | 0 | 0 | 0 | 0 | 0 | 0 | 0 | 0 | 0 | 0 | 0
Exclud List New Plant |  | 0 | 0 | 0 | 0 | 0 | 0 | 0 | 0 | 0 | 0 | 0 | 0 | 0 | 0
Exclud List New Plant Rev Reqmt |  | 0 | 0 | 0 | 0 | 0 | 0 | 0 | 0 | 0 | 0 | 0 | 0 | 0 | 0
Total Existing Capital Dollars | 948090835.9449 | 925563430.0966 | 900841546.182 | 880097474.61 | 856484224.0812 | 833524810.1628 | 811201644.0913 | 789497622.9526 | 768396116.5831 | 747880954.8322 | 727936415.1762 | 708547210.6741 | 689698478.2553 | 671375767.332 | 653565028.726 | 783186480.2682
Total New Capital Dollars | 0 | 5913083.2528 | 44183267.0024 | 50066272.1512 | 60595445.2304 | 48828054.178 | 103526239.9698 | 17593998.1192 | 4797890.6377 | 643620.5367 | 718280.519 | 274120274.1211 | 4651109.7562 | 15726331.5714 | 0 | 631363867.0457
345 kV Existing and New Plant in Hiway-Byway - Rest in LP:
$ per kW-Mo | 1.0215 | 0.97648 | 0.95364 | 0.97524 | 1.0036 | 1.0283 | 1.0751 | 1.0408 | 0.98776 | 0.93739 | 0.88958 | 1.2186 | 1.1565 | 1.1079 | 1.0514
Existing 345 PostageStamp Rate | 0.45688 | 0.43928 | 0.41708 | 0.39765 | 0.37737 | 0.35813 | 0.33986 | 0.32253 | 0.30608 | 0.29047 | 0.27566 | 0.2616 | 0.24826 | 0.2356 | 0.22358
Depreciation |  | -0.011879 | -0.011421 | -0.010844 | -0.010339 | -0.0098117 | -0.0093113 | -0.0088364 | -0.0083858 | -0.0079581 | -0.0075522 | -0.0071671 | -0.0068015 | -0.0064547 | -0.0061255
Load Growth |  | -0.011422 | -0.010982 | -0.010427 | -0.0099413 | -0.0094343 | -0.0089532 | -0.0084966 | -0.0080632 | -0.007652 | -0.0072618 | -0.0068914 | -0.0065399 | -0.0062064 | -0.0058899
Existing 345 kV Plant |  | 254150587.415 | 247338906.4628 | 241715423.059 | 235122634.8951 | 228709665.0283 | 222471608.9146 | 216403695.7815 | 210501284.9791 | 204759862.4313 | 199175037.1834 | 193742538.0443 | 188458210.3191 | 183318012.6327 | 178318013.8381
Existing 345 kV Plant Rev Reqmt |  | 50830117.483 | 49467781.2926 | 48343084.6118 | 47024526.979 | 45741933.0057 | 44494321.7829 | 43280739.1563 | 42100256.9958 | 40951972.4863 | 39835007.4367 | 38748507.6089 | 37691642.0638 | 36663602.5265 | 35663602.7676
Existing Rest of Plant Byway Rate | 0.56462 | 0.53642 | 0.51265 | 0.52495 | 0.49818 | 0.47277 | 0.44866 | 0.42578 | 0.40407 | 0.38346 | 0.3639 | 0.34534 | 0.32773 | 0.31102 | 0.29515
Depreciation |  | -0.01468 | -0.013947 | -0.013329 | -0.013649 | -0.012953 | -0.012292 | -0.011665 | -0.01107 | -0.010506 | -0.0099699 | -0.0094615 | -0.0089789 | -0.008521 | -0.0080864
Load Growth |  | -0.014115 | -0.01341 | -0.012816 | -0.013124 | -0.012455 | -0.011819 | -0.011217 | -0.010645 | -0.010102 | -0.0095865 | -0.0090975 | -0.0086336 | -0.0081933 | -0.0077754
Rest of Plant |  | 310352986.4526 | 304017443.7471 | 319095777.9689 | 310392440.6248 | 301926486.8068 | 293691441.8791 | 285681007.8019 | 277889058.3141 | 270309634.2486 | 262936938.9744 | 255765333.9639 | 248789334.48 | 242003605.3821 | 235402957.0453
Rest of Plant Rev Reqmt |  | 62070597.2905 | 60803488.7494 | 63819155.5938 | 62078488.125 | 60385297.3614 | 58738288.3758 | 57136201.5604 | 55577811.6628 | 54061926.8497 | 52587387.7949 | 51153066.7928 | 49757866.896 | 48400721.0764 | 47080591.4091
New Plant Rate |  | 0.0007803 | 0.023907 | 0.052634 | 0.12802 | 0.19744 | 0.28661 | 0.29253 | 0.27762 | 0.26346 | 0.25002 | 0.61164 | 0.58052 | 0.56127 | 0.53265
Depreciation |  | 0 | -2.0288e-05 | -0.00062158 | -0.0013685 | -0.0033285 | -0.0051336 | -0.0074519 | -0.0076059 | -0.007218 | -0.0068499 | -0.0065005 | -0.015903 | -0.015094 | -0.014593
Load Growth |  | 0 | -1.9508e-05 | -0.00059767 | -0.0013158 | -0.0032004 | -0.0049361 | -0.0071652 | -0.0073134 | -0.0069404 | -0.0065864 | -0.0062505 | -0.015291 | -0.014513 | -0.014032
New EHV Postage Stamp (Less Exclude List): |  | 0.00066515 | 0.020173 | 0.026891 | 0.067774 | 0.025825 | 0.099235 | 0.020542 | 0 | 0 | 0 | 0.37437 | 7.242e-05 | 0.010358 | 0
New 345 kV Plant |  | 375445.3131 | 11671436.2668 | 15947186.955 | 41196906.4366 | 16090513.4178 | 63374389.7458 | 13446642.3264 | 0 | 0 | 0 | 270502984.5719 | 53635.0447 | 7862897.5569 | 0
New 345 Plant Rev Reqmt |  | 75089.0626 | 2334287.2534 | 3189437.391 | 8239381.2873 | 3218102.6836 | 12674877.9492 | 2689328.4653 | 0 | 0 | 0 | 54100596.9144 | 10727.0089 | 1572579.5114 | 0
New LV LP: |  | 0.00011516 | 0.0029933 | 0.003055 | 0.010294 | 0.05013 | 0 | 0 | 0 | 0 | 0 | 0 | 0 | 0 | 0
New LV Plant |  | 65000 | 1731800 | 1811700 | 6257400 | 31233700 | 0 | 0 | 0 | 0 | 0 | 0 | 0 | 0 | 0
New LV Rev Reqmt |  | 13000 | 346360 | 362340 | 1251480 | 6246740 | 0 | 0 | 0 | 0 | 0 | 0 | 0 | 0 | 0
Exclude List LP: |  | 0 | 0 | 0 | 0 | 0 | 0 | 0 | 0 | 0 | 0 | 0 | 0 | 0 | 0
Exclud List New Plant |  | 0 | 0 | 0 | 0 | 0 | 0 | 0 | 0 | 0 | 0 | 0 | 0 | 0 | 0
Exclud List New Plant Rev Reqmt |  | 0 | 0 | 0 | 0 | 0 | 0 | 0 | 0 | 0 | 0 | 0 | 0 | 0 | 0
Total Existing Capital Dollars |  | 564503573.8676 | 551356350.21 | 560811201.0279 | 545515075.5199 | 530636151.8351 | 516163050.7938 | 502084703.5834 | 488390343.2931 | 475069496.6798 | 462111976.1579 | 449507872.0082 | 437247544.7992 | 425321618.0148 | 413720970.8834 | 494459994.9053
Total New Capital Dollars |  | 440445.3131 | 13403236.2668 | 17758886.955 | 47454306.4366 | 47324213.4178 | 63374389.7458 | 13446642.3264 | 0 | 0 | 0 | 270502984.5719 | 53635.0447 | 7862897.5569 | 0 | 481621637.6349
Exclude List LP:
Exclud List New Plant |  | 30302100 | 3171300 | 33011100 | 0 | 0 | 0 | 0 | 0 | 0 | 0 | 0 | 0 | 0 | 0
Exclud List New Plant Rev Reqmt |  | 6060420 | 634260 | 6602220 | 0 | 0 | 0 | 0 | 0 | 0 | 0 | 0 | 0 | 0 | 0
Exclude List LP: |  | 0.053684 | 0.0054813 | 0.055665 | 0 | 0 | 0 | 0 | 0 | 0 | 0 | 0 | 0 | 0 | 0
Exclude List Capital Dollars |  | 30302100 | 3171300 | 33011100 | 0 | 0 | 0 | 0 | 0 | 0 | 0 | 0 | 0 | 0 | 0 | 66484500
Exclud List New 345 kV Plant |  | 29966200 | 1093900 | 10210700 | 0 | 0 | 0 | 0 | 0 | 0 | 0 | 0 | 0 | 0 | 0
Exclud List New 345 kV Plant Rev Reqmt |  | 5993240 | 218780 | 2042140 | 0 | 0 | 0 | 0 | 0 | 0 | 0 | 0 | 0 | 0 | 0
Exclude List 345kV LP: |  | 0.053089 | 0.0018907 | 0.017218 | 0 | 0 | 0 | 0 | 0 | 0 | 0 | 0 | 0 | 0 | 0
Exclude List 345 kV Capital Dollars |  | 29966200 | 1093900 | 10210700 | 0 | 0 | 0 | 0 | 0 | 0 | 0 | 0 | 0 | 0 | 0 | 41270800
Exclud List New LV Plant |  | 335900 | 2077400 | 22800400 | 0 | 0 | 0 | 0 | 0 | 0 | 0 | 0 | 0 | 0 | 0
Exclud List New LV Plant Rev Reqmt |  | 67180 | 415480 | 4560080 | 0 | 0 | 0 | 0 | 0 | 0 | 0 | 0 | 0 | 0 | 0
Exclude List LV LP: |  | 0.00059509 | 0.0035906 | 0.038447 | 0 | 0 | 0 | 0 | 0 | 0 | 0 | 0 | 0 | 0 | 0
Exclude List LV Capital Dollars |  | 335900 | 2077400 | 22800400 | 0 | 0 | 0 | 0 | 0 | 0 | 0 | 0 | 0 | 0 | 0 | 25213700
Exclude List Postage Stamp:
Exclud List New Plant |  | 30302100 | 3171300 | 33011100 | 0 | 0 | 0 | 0 | 0 | 0 | 0 | 0 | 0 | 0 | 0
Exclud List New Plant Rev Reqmt |  | 6060420 | 634260 | 6602220 | 0 | 0 | 0 | 0 | 0 | 0 | 0 | 0 | 0 | 0 | 0
Exclude List Postage Stamp: |  | 0.0057587 | 0.00058798 | 0.0059712 | 0 | 0 | 0 | 0 | 0 | 0 | 0 | 0 | 0 | 0 | 0
Exclude List Capital Dollars |  | 30302100 | 3171300 | 33011100 | 0 | 0 | 0 | 0 | 0 | 0 | 0 | 0 | 0 | 0 | 0 | 66484500
Exclud List New 345 kV Plant |  | 29966200 | 1093900 | 10210700 | 0 | 0 | 0 | 0 | 0 | 0 | 0 | 0 | 0 | 0 | 0
Exclud List New 345 kV Plant Rev Reqmt |  | 5993240 | 218780 | 2042140 | 0 | 0 | 0 | 0 | 0 | 0 | 0 | 0 | 0 | 0 | 0
Exclude List 345kV Postage Stamp: |  | 0.0056948 | 0.00020282 | 0.001847 | 0 | 0 | 0 | 0 | 0 | 0 | 0 | 0 | 0 | 0 | 0
Exclude List 345 kV Capital Dollars |  | 29966200 | 1093900 | 10210700 | 0 | 0 | 0 | 0 | 0 | 0 | 0 | 0 | 0 | 0 | 0 | 41270800
Exclud List New LV Plant |  | 335900 | 2077400 | 22800400 | 0 | 0 | 0 | 0 | 0 | 0 | 0 | 0 | 0 | 0 | 0
Exclud List New LV Plant Rev Reqmt |  | 67180 | 415480 | 4560080 | 0 | 0 | 0 | 0 | 0 | 0 | 0 | 0 | 0 | 0 | 0
Exclude List LV Postage Stamp: |  | 6.3835e-05 | 0.00038516 | 0.0041242 | 0 | 0 | 0 | 0 | 0 | 0 | 0 | 0 | 0 | 0 | 0
Exclude List LV Capital Dollars |  | 335900 | 2077400 | 22800400 | 0 | 0 | 0 | 0 | 0 | 0 | 0 | 0 | 0 | 0 | 0 | 25213700
Coincident Load kW: | 9407567 | 9642756.175 | 9883825.0794 | 10130920.7064 | 10384193.724 | 10643798.5671 | 10909893.5313 | 11182640.8696 | 11462206.8913 | 11748762.0636 | 12042481.1152 | 12343543.1431 | 12652131.7216 | 12968435.0147 | 13292645.8901

## Ameren IL
Ameren IL:
All New Plant in Local Zone Rate (License Plate): | 2006 | 2007 | 2008 | 2009 | 2010 | 2011 | 2012 | 2013 | 2014 | 2015 | 2016 | 2017 | 2018 | 2019 | 2020 |  |  |  | Capital Dollars 2007-2020
$ per kW-Mo | 0.91518 | 0.87805 | 0.86295 | 1.1654 | 1.2006 | 1.1394 | 1.0812 | 1.0261 | 0.97377 | 0.92411 | 0.87698 | 0.83226 | 0.78981 | 0.74953 | 0.7113 |  | LP | New | 141192070
Depreciation | 0.026 | -0.023795 | -0.022829 | -0.022437 | -0.0303 | -0.031215 | -0.029623 | -0.028112 | -0.026679 | -0.025318 | -0.024027 | -0.022802 | -0.021639 | -0.020535 | -0.019488 |  | HB100 | New | 337814832.3119
Load Growth | 0.025 | -0.02288 | -0.021951 | -0.021574 | -0.029135 | -0.030015 | -0.028484 | -0.027031 | -0.025653 | -0.024344 | -0.023103 | -0.021925 | -0.020806 | -0.019745 | -0.018738 |  | HB345 | New | 271504765.1041
New All Plant |  | 2599200 | 8495100 | 101639970 | 28457800 | 0 | 0 | 0 | 0 | 0 | 0 | 0 | 0 | 0 | 0 |  | RECB 1 | New | 167254609.0208
New All Plant Rev Rqmt |  | 519840 | 1699020 | 20327994 | 5691560 | 0 | 0 | 0 | 0 | 0 | 0 | 0 | 0 | 0 | 0
New All Plant LP: |  | 0.0095408 | 0.02968 | 0.34645 | 0.094635 | 0 | 0 | 0 | 0 | 0 | 0 | 0 | 0 | 0 | 0 |  | RECB 1 | New | 167254609.0208
Total New Capital Dollars |  | 2599200 | 8495100 | 101639970 | 28457800 | 0 | 0 | 0 | 0 | 0 | 0 | 0 | 0 | 0 | 0 | 141192070 | HB100 | Existing | 374194232.8867 | Average Balance
Total Existing and New Capital Dollars | 249322862.58 | 245186761.5031 | 246994392.5831 | 341897590.5254 | 361030133.7438 | 351183036.846 | 341604519.516 | 332287256.2462 | 323224121.3321 | 314408183.4228 | 305832700.2199 | 297491113.3214 | 289377043.2056 | 281484284.3521 | 273806800.4964 | 307557709.8081
All New Plant in Regional Rate (Hiway-Byway 100kV): | [16 empty] | RECB 1 | New | 167254609.0208
$ per kW-Mo | 0.91518 | 0.88795 | 0.92617 | 1.0631 | 1.1089 | 1.1307 | 1.2352 | 1.1991 | 1.1451 | 1.0876 | 1.0332 | 1.3598 | 1.2968 | 1.2514 | 1.1875 |  | HB345 | Existing | 215570920.6021 | Average Balance
Depreciation |  | -0.023795 | -0.023087 | -0.02408 | -0.027639 | -0.028832 | -0.029399 | -0.032115 | -0.031176 | -0.029772 | -0.028278 | -0.026862 | -0.035356 | -0.033716 | -0.032535
Load Growth |  | -0.02288 | -0.022199 | -0.023154 | -0.026576 | -0.027723 | -0.028269 | -0.03088 | -0.029977 | -0.028627 | -0.02719 | -0.025829 | -0.033996 | -0.032419 | -0.031284 |  | HB100 | New | 304723662.3119
New All Plant Postage Stamp (Less Exclude List): |  | 0.010476 | 0.076367 | 0.084425 | 0.099687 | 0.078369 | 0.16211 | 0.026878 | 0.0071508 | 0.00093586 | 0.0010189 | 0.37938 | 0.0062801 | 0.020716 | 0 |  |  | Existing | 375959442.5514 | Average Balance
Exclude List LP: |  | 0.0089656 | 0.0071422 | 0.099695 | 0.00040733 | 0 | 0 | 0 | 0 | 0 | 0 | 0 | 0 | 0 | 0
Total New Capital Dollars |  | 5296411.1571 | 23319166.3299 | 52698930.4858 | 29365497.3619 | 23566542.6378 | 49966266.1036 | 8491628.7127 | 2315670.6977 | 310639.2642 | 346673.4188 | 132302366.6764 | 2244827.8603 | 7590211.6059 | 0 | 337814832.3119 | HB345 | New | 238413595.1041
[18 empty] | Existing | 240927481.9854 | Average Balance
New 345 kV Plant in Regional Rate (Hiway-Byway 345kV):
$ per kW-Mo | 0.91518 | 0.87871 | 0.88028 | 1.0018 | 1.0472 | 1.0196 | 1.0668 | 1.0329 | 0.98027 | 0.93027 | 0.88283 | 1.2122 | 1.1504 | 1.1021 | 1.0459 |  | Exclude List |  | 33091170
Depreciation |  | -0.023795 | -0.022847 | -0.022887 | -0.026046 | -0.027226 | -0.026509 | -0.027737 | -0.026857 | -0.025487 | -0.024187 | -0.022954 | -0.031517 | -0.029911 | -0.028655 |  |  | EHV | 119500
Load Growth |  | -0.02288 | -0.021968 | -0.022007 | -0.025045 | -0.026179 | -0.025489 | -0.02667 | -0.025824 | -0.024507 | -0.023257 | -0.022071 | -0.030304 | -0.028761 | -0.027553 |  |  | LV | 32971670
New EHV Postage Stamp (Less Exclude List): |  | 0.00066515 | 0.020173 | 0.026891 | 0.067774 | 0.025825 | 0.099235 | 0.020542 | 0 | 0 | 0 | 0.37437 | 7.242e-05 | 0.010358 | 0
New LV Plant |  | 156700 | 5457800 | 11680700 | 8503300 | 0 | 0 | 0 | 0 | 0 | 0 | 0 | 0 | 0 | 0
New LV Rev Reqmt |  | 31340 | 1091560 | 2336140 | 1700660 | 0 | 0 | 0 | 0 | 0 | 0 | 0 | 0 | 0 | 0
LV LP: |  | 0.00057519 | 0.019068 | 0.039815 | 0.028277 | 0 | 0 | 0 | 0 | 0 | 0 | 0 | 0 | 0 | 0
Exclude List LP: |  | 0.0089656 | 0.0071422 | 0.099695 | 0.00040733 | 0 | 0 | 0 | 0 | 0 | 0 | 0 | 0 | 0 | 0
Total New Capital Dollars |  | 2780406.2374 | 13085342.7712 | 47912276.0197 | 28506218.8342 | 7765981.6044 | 30587236.8504 | 6489934.4251 | 0 | 0 | 0 | 130556505.4122 | 25886.6053 | 3794976.344 | 0 | 271504765.1041
RECB 1:
$ per kW-Mo | 0.91518 | 0.87805 | 0.86316 | 1.1316 | 1.1581 | 1.0993 | 1.0442 | 0.9912 | 0.94065 | 0.89267 | 0.84715 | 0.80782 | 0.76662 | 0.72763 | 0.69052
Depreciation |  | -0.023795 | -0.022829 | -0.022442 | -0.029422 | -0.03011 | -0.028581 | -0.02715 | -0.025771 | -0.024457 | -0.02321 | -0.022026 | -0.021003 | -0.019932 | -0.018918
Load Growth |  | -0.02288 | -0.021951 | -0.021579 | -0.02829 | -0.028952 | -0.027482 | -0.026106 | -0.02478 | -0.023516 | -0.022317 | -0.021179 | -0.020196 | -0.019166 | -0.018191
Postage Stamp Percentage | 0.2 | 0.2 | 0.2 | 0.2 | 0.2 | 0.2 | 0.2 | 0.2 | 0.2 | 0.2 | 0.2 | 0.2 | 0.2 | 0.2 | 0.2
New 345 kV Plant |  | 36241.2475 | 1126628.5542 | 1539361.2039 | 3976683.7668 | 1553196.3209 | 6117447.3701 | 1297986.885 | 0 | 0 | 0 | 26111301.0824 | 5177.3211 | 758995.2688 | 0
New Plant Rev Reqmt |  | 7248.2495 | 225325.7108 | 307872.2408 | 795336.7534 | 310639.2642 | 1223489.474 | 259597.377 | 0 | 0 | 0 | 5222260.2165 | 1035.4642 | 151799.0538 | 0
RECB Postage Stamp: |  | 6.8874e-06 | 0.00020888 | 0.00027845 | 0.00070178 | 0.00026741 | 0.0010275 | 0.0002127 | 0 | 0 | 0 | 0.0038765 | 7.4988e-07 | 0.00010725 | 0
Rest of New Plant |  | 156700 | 6292120 | 60820300 | 24371300 | 0 | 0 | 0 | 0 | 0 | 0 | 0 | 0 | 0 | 0
Rest of New Plant Rev Reqmt |  | 31340 | 1258424 | 12164060 | 4874260 | 0 | 0 | 0 | 0 | 0 | 0 | 0 | 0 | 0 | 0
RECB LODF LP: |  | 0.00057519 | 0.022533 | 0.21249 | 0.083072 | 0 | 0 | 0 | 0 | 0 | 0 | 0 | 0 | 0 | 0
Exclude List LP: |  | 0.0089656 | 0.0071422 | 0.099695 | 0.00040733 | 0 | 0 | 0 | 0 | 0 | 0 | 0 | 0 | 0 | 0
Total New Capital Dollars |  | 2635441.2475 | 9413148.5542 | 90894431.2039 | 28467483.7668 | 1553196.3209 | 6117447.3701 | 1297986.885 | 0 | 0 | 0 | 26111301.0824 | 5177.3211 | 758995.2688 | 0 | 167254609.0208
All New Plant in RECB 1:
$ per kW-Mo |  | 0.0095477 | 0.038945 | 0.34943 | 0.41579 | 0.39485 | 0.37574 | 0.35679 | 0.33859 | 0.32132 | 0.30494 | 0.29326 | 0.27831 | 0.26422 | 0.25074
Depreciation |  | 0 | -0.00024824 | -0.0010126 | -0.0090851 | -0.01081 | -0.010266 | -0.0097692 | -0.0092765 | -0.0088034 | -0.0083544 | -0.0079283 | -0.0076248 | -0.0072359 | -0.0068697
Load Growth |  | 0 | -0.00023869 | -0.00097362 | -0.0087356 | -0.010395 | -0.0098712 | -0.0093934 | -0.0089197 | -0.0084648 | -0.0080331 | -0.0076234 | -0.0073315 | -0.0069576 | -0.0066055
Postage Stamp Percentage | 0.2 | 0.2 | 0.2 | 0.2 | 0.2 | 0.2 | 0.2 | 0.2 | 0.2 | 0.2 | 0.2 | 0.2 | 0.2 | 0.2 | 0.2
New 345 kV Plant |  | 36241.2475 | 1126628.5542 | 1539361.2039 | 3976683.7668 | 1553196.3209 | 6117447.3701 | 1297986.885 | 0 | 0 | 0 | 26111301.0824 | 5177.3211 | 758995.2688 | 0
New 345 Plant Rev Reqmt |  | 7248.2495 | 225325.7108 | 307872.2408 | 795336.7534 | 310639.2642 | 1223489.474 | 259597.377 | 0 | 0 | 0 | 5222260.2165 | 1035.4642 | 151799.0538 | 0
RECB Postage Stamp: |  | 6.8874e-06 | 0.00020888 | 0.00027845 | 0.00070178 | 0.00026741 | 0.0010275 | 0.0002127 | 0 | 0 | 0 | 0.0038765 | 7.4988e-07 | 0.00010725 | 0
Rest of New Plant |  | 156700 | 6292120 | 60820300 | 24371300 | 0 | 0 | 0 | 0 | 0 | 0 | 0 | 0 | 0 | 0
Rest of New Plant Rev Reqmt |  | 31340 | 1258424 | 12164060 | 4874260 | 0 | 0 | 0 | 0 | 0 | 0 | 0 | 0 | 0 | 0
RECB LODF LP: |  | 0.00057519 | 0.022533 | 0.21249 | 0.083072 | 0 | 0 | 0 | 0 | 0 | 0 | 0 | 0 | 0 | 0
Exclude List LP: |  | 0.0089656 | 0.0071422 | 0.099695 | 0.00040733 | 0 | 0 | 0 | 0 | 0 | 0 | 0 | 0 | 0 | 0
Total RECB1 Capital Dollars |  | 2635441.2475 | 9413148.5542 | 90894431.2039 | 28467483.7668 | 1553196.3209 | 6117447.3701 | 1297986.885 | 0 | 0 | 0 | 26111301.0824 | 5177.3211 | 758995.2688 | 0 | 167254609.0208
All Existing Plant in Hiway-Byway:
Existing All Plant Postage Stamp Rate | 1.6797 | 1.594 | 1.5127 | 1.4356 | 1.3623 | 1.2929 | 1.2269 | 1.1644 | 1.105 | 1.0486 | 0.99514 | 0.94439 | 0.89622 | 0.85052 | 0.80714
Depreciation |  | -0.043671 | -0.041444 | -0.03933 | -0.037324 | -0.035421 | -0.033614 | -0.0319 | -0.030273 | -0.028729 | -0.027264 | -0.025874 | -0.024554 | -0.023302 | -0.022113
Load Growth |  | -0.041991 | -0.03985 | -0.037818 | -0.035889 | -0.034059 | -0.032322 | -0.030673 | -0.029109 | -0.027624 | -0.026215 | -0.024878 | -0.02361 | -0.022406 | -0.021263
RECB1 (New) HB100 (Old) | 1.6797 | 1.6035 | 1.5516 | 1.785 | 1.7781 | 1.6877 | 1.6027 | 1.5211 | 1.4436 | 1.3699 | 1.3001 | 1.2376 | 1.1745 | 1.1147 | 1.0579
Total Existing Capital Dollars |  | 445109109.2067 | 432968758.2531 | 421159535.3717 | 409672409.0444 | 398498594.0878 | 387629544.934 | 377056949.0959 | 366772720.8093 | 356768994.8493 | 347038120.5148 | 337572655.7777 | 328365361.5914 | 319409196.354 | 310697310.5234 | 374194232.8867
Total New Capital Dollars |  | 2635441.2475 | 9413148.5542 | 90894431.2039 | 28467483.7668 | 1553196.3209 | 6117447.3701 | 1297986.885 | 0 | 0 | 0 | 26111301.0824 | 5177.3211 | 758995.2688 | 0 | 167254609.0208
345 kV Existing Plant in Hiway-Byway:
Existing 345 kV Postage Stamp Rate | 0.45688 | 0.43358 | 0.41147 | 0.39048 | 0.37057 | 0.35167 | 0.33374 | 0.31672 | 0.30056 | 0.28523 | 0.27069 | 0.25688 | 0.24378 | 0.23135 | 0.21955
Depreciation |  | -0.011879 | -0.011273 | -0.010698 | -0.010153 | -0.0096348 | -0.0091434 | -0.0086771 | -0.0082346 | -0.0078146 | -0.0074161 | -0.0070379 | -0.0066789 | -0.0063383 | -0.0060151
Load Growth |  | -0.011422 | -0.01084 | -0.010287 | -0.0097621 | -0.0092643 | -0.0087918 | -0.0083434 | -0.0079179 | -0.0075141 | -0.0071309 | -0.0067672 | -0.0064221 | -0.0060945 | -0.0057837
Byway Rate | 0.51076 | 0.48471 | 0.45999 | 0.43653 | 0.41427 | 0.39314 | 0.37309 | 0.35406 | 0.336 | 0.31887 | 0.30261 | 0.28717 | 0.27253 | 0.25863 | 0.24544
Depreciation |  | -0.01328 | -0.012602 | -0.01196 | -0.01135 | -0.010771 | -0.010222 | -0.0097003 | -0.0092056 | -0.0087361 | -0.0082906 | -0.0078678 | -0.0074665 | -0.0070857 | -0.0067243
Load Growth |  | -0.012769 | -0.012118 | -0.0115 | -0.010913 | -0.010357 | -0.0098285 | -0.0093272 | -0.0088515 | -0.0084001 | -0.0079717 | -0.0075651 | -0.0071793 | -0.0068132 | -0.0064657
RECB1 (New) HB345 (Old) | 0.96764 | 0.92784 | 0.9104 | 1.1764 | 1.2006 | 1.1397 | 1.0826 | 1.0276 | 0.97516 | 0.92543 | 0.87823 | 0.83732 | 0.79461 | 0.7542 | 0.71573
Total Existing Capital Dollars | 263614619.1197 | 256424530.3832 | 249430551.317 | 242627333.0298 | 236009672.5214 | 229572508.7034 | 223310918.5285 | 217220113.2257 | 211295434.6374 | 205532351.6577 | 199926456.7662 | 194473462.6579 | 189169198.9639 | 184009609.0622 | 178990746.975 | 215570920.6021
Total New Capital Dollars | 0 | 2635441.2475 | 9413148.5542 | 90894431.2039 | 28467483.7668 | 1553196.3209 | 6117447.3701 | 1297986.885 | 0 | 0 | 0 | 26111301.0824 | 5177.3211 | 758995.2688 | 0 | 167254609.0208
All Existing and New Plant in Hiway-Byway:
$ per kW-Mo | 1.6797 | 1.6049 | 1.5998 | 1.6079 | 1.6259 | 1.6216 | 1.7014 | 1.6418 | 1.5655 | 1.4869 | 1.4124 | 1.7201 | 1.6389 | 1.5764 | 1.4963
Existing Plant Postage Stamp Rate | 1.6797 | 1.5945 | 1.5135 | 1.4416 | 1.3684 | 1.2989 | 1.2329 | 1.1704 | 1.111 | 1.0546 | 1.0012 | 0.9504 | 0.90224 | 0.85653 | 0.81316
Depreciation |  | -0.043671 | -0.041444 | -0.03933 | -0.037324 | -0.035421 | -0.033614 | -0.0319 | -0.030273 | -0.028729 | -0.027264 | -0.025874 | -0.024554 | -0.023302 | -0.022113
Load Growth |  | -0.041991 | -0.03985 | -0.037818 | -0.035889 | -0.034059 | -0.032322 | -0.030673 | -0.029109 | -0.027624 | -0.026215 | -0.024878 | -0.02361 | -0.022406 | -0.021263
Existing All Plant |  | 445238726.6755 | 433207454.0623 | 422918468.652 | 411481657.2279 | 400353073.4758 | 389530386.3068 | 379005311.503 | 368769792.2766 | 358815993.1032 | 349136293.725 | 339723283.3182 | 330569754.8204 | 321668699.4137 | 313013301.1597
Existing All Plant Rev Reqmt |  | 89047745.3351 | 86641490.8125 | 84583693.7304 | 82296331.4456 | 80070614.6952 | 77906077.2614 | 75801062.3006 | 73753958.4553 | 71763198.6206 | 69827258.745 | 67944656.6636 | 66113950.9641 | 64333739.8827 | 62602660.2319
New Plant Rate |  | 0.010476 | 0.086308 | 0.16633 | 0.25754 | 0.32277 | 0.46842 | 0.47141 | 0.45451 | 0.43227 | 0.41124 | 0.76965 | 0.73668 | 0.71982 | 0.68311
Depreciation |  | 0 | -0.00027237 | -0.002244 | -0.0043246 | -0.0066959 | -0.008392 | -0.012179 | -0.012257 | -0.011817 | -0.011239 | -0.010692 | -0.020011 | -0.019154 | -0.018715
Load Growth |  | 0 | -0.00026189 | -0.0021577 | -0.0041583 | -0.0064384 | -0.0080693 | -0.01171 | -0.011785 | -0.011363 | -0.010807 | -0.010281 | -0.019241 | -0.018417 | -0.017996
New All Plant Postage Stamp (Less Exclude List): |  | 0.010476 | 0.076367 | 0.084425 | 0.099687 | 0.078369 | 0.16211 | 0.026878 | 0.0071508 | 0.00093586 | 0.0010189 | 0.37938 | 0.0062801 | 0.020716 | 0
New All Plant |  | 2853911.1571 | 21324766.3299 | 24164160.4858 | 29245997.3619 | 23566542.6378 | 49966266.1036 | 8491628.7127 | 2315670.6977 | 310639.2642 | 346673.4188 | 132302366.6764 | 2244827.8603 | 7590211.6059 | 0
New All Plant Rev Reqmt |  | 570782.2314 | 4264953.266 | 4832832.0972 | 5849199.4724 | 4713308.5276 | 9993253.2207 | 1698325.7425 | 463134.1395 | 62127.8528 | 69334.6838 | 26460473.3353 | 448965.5721 | 1518042.3212 | 0
Exclude List LP: |  | 0 | 0 | 0 | 0 | 0 | 0 | 0 | 0 | 0 | 0 | 0 | 0 | 0 | 0
Exclud List New Plant |  | 0 | 0 | 0 | 0 | 0 | 0 | 0 | 0 | 0 | 0 | 0 | 0 | 0 | 0
Exclud List New Plant Rev Reqmt |  | 0 | 0 | 0 | 0 | 0 | 0 | 0 | 0 | 0 | 0 | 0 | 0 | 0 | 0
Total Existing Capital Dollars | 457589872.9925 | 445238726.6755 | 433207454.0623 | 422918468.652 | 411481657.2279 | 400353073.4758 | 389530386.3068 | 379005311.503 | 368769792.2766 | 358815993.1032 | 349136293.725 | 339723283.3182 | 330569754.8204 | 321668699.4137 | 313013301.1597 | 375959442.5514
Total New Capital Dollars | 0 | 2853911.1571 | 21324766.3299 | 24164160.4858 | 29245997.3619 | 23566542.6378 | 49966266.1036 | 8491628.7127 | 2315670.6977 | 310639.2642 | 346673.4188 | 132302366.6764 | 2244827.8603 | 7590211.6059 | 0 | 304723662.3119
345 kV Existing and New Plant in Hiway-Byway - Rest in LP:
$ per kW-Mo | 0.96764 | 0.9285 | 0.928 | 1.0481 | 1.0914 | 1.0616 | 1.1067 | 1.0708 | 1.0162 | 0.96433 | 0.91515 | 1.2428 | 1.1795 | 1.1297 | 1.0721
Existing 345 PostageStamp Rate | 0.45688 | 0.43358 | 0.41147 | 0.39048 | 0.37059 | 0.35169 | 0.33375 | 0.31673 | 0.30058 | 0.28525 | 0.2707 | 0.2569 | 0.24379 | 0.23136 | 0.21956
Depreciation |  | -0.011879 | -0.011273 | -0.010698 | -0.010153 | -0.0096354 | -0.009144 | -0.0086776 | -0.0082351 | -0.0078151 | -0.0074165 | -0.0070383 | -0.0066793 | -0.0063387 | -0.0060154
Load Growth |  | -0.011422 | -0.01084 | -0.010287 | -0.0097621 | -0.0092648 | -0.0087923 | -0.0083439 | -0.0079183 | -0.0075145 | -0.0071313 | -0.0067676 | -0.0064224 | -0.0060949 | -0.005784
Existing 345 kV Plant |  | 121073894.7792 | 117771604.2991 | 114559383.7918 | 111441118.17 | 108401561.6719 | 105444909.0773 | 102568899.1823 | 99771332.4571 | 97050069.3643 | 94403028.7224 | 91828186.114 | 89323572.3377 | 86887271.9022 | 84517421.5611
Existing 345 kV Plant Rev Reqmt |  | 24214778.9558 | 23554320.8598 | 22911876.7584 | 22288223.634 | 21680312.3344 | 21088981.8155 | 20513779.8365 | 19954266.4914 | 19410013.8729 | 18880605.7445 | 18365637.2228 | 17864714.4675 | 17377454.3804 | 16903484.3122
Existing Rest of Plant Byway Rate | 0.51076 | 0.49367 | 0.47564 | 0.55108 | 0.52297 | 0.4963 | 0.47099 | 0.44697 | 0.42417 | 0.40254 | 0.38201 | 0.36253 | 0.34404 | 0.32649 | 0.30984
Depreciation |  | -0.01328 | -0.012836 | -0.012367 | -0.014328 | -0.013597 | -0.012904 | -0.012246 | -0.011621 | -0.011029 | -0.010466 | -0.0099323 | -0.0094257 | -0.008945 | -0.0084888
Load Growth |  | -0.012769 | -0.012342 | -0.011891 | -0.013777 | -0.013074 | -0.012408 | -0.011775 | -0.011174 | -0.010604 | -0.010064 | -0.0095503 | -0.0090632 | -0.008601 | -0.0081623
Rest of Plant |  | 137854198.104 | 136138484.8507 | 161673446.9264 | 157263803.6615 | 152974433.4166 | 148802055.7452 | 144743479.6748 | 140795601.2666 | 136955401.2421 | 133219942.6732 | 129586368.7368 | 126051900.5295 | 122613834.9426 | 119269542.5945
Rest of Plant Rev Reqmt |  | 27570839.6208 | 27227696.9701 | 32334689.3853 | 31452760.7323 | 30594886.6833 | 29760411.149 | 28948695.935 | 28159120.2533 | 27391080.2484 | 26643988.5346 | 25917273.7474 | 25210380.1059 | 24522766.9885 | 23853908.5189
New Plant Rate |  | 0.0012403 | 0.040895 | 0.10651 | 0.19784 | 0.21357 | 0.30192 | 0.30706 | 0.2914 | 0.27654 | 0.26244 | 0.62342 | 0.5917 | 0.57188 | 0.54272
Depreciation |  | 0 | -3.2249e-05 | -0.0010633 | -0.0027693 | -0.0051438 | -0.0055529 | -0.0078498 | -0.0079836 | -0.0075764 | -0.00719 | -0.0068233 | -0.016209 | -0.015384 | -0.014869
Load Growth |  | 0 | -3.1009e-05 | -0.0010224 | -0.0026628 | -0.0049459 | -0.0053393 | -0.0075479 | -0.0076765 | -0.007285 | -0.0069135 | -0.0065609 | -0.015586 | -0.014793 | -0.014297
New EHV Postage Stamp (Less Exclude List): |  | 0.00066515 | 0.020173 | 0.026891 | 0.067774 | 0.025825 | 0.099235 | 0.020542 | 0 | 0 | 0 | 0.37437 | 7.242e-05 | 0.010358 | 0
New 345 kV Plant |  | 181206.2374 | 5633142.7712 | 7696806.0197 | 19883418.8342 | 7765981.6044 | 30587236.8504 | 6489934.4251 | 0 | 0 | 0 | 130556505.4122 | 25886.6053 | 3794976.344 | 0
New 345 Plant Rev Reqmt |  | 36241.2475 | 1126628.5542 | 1539361.2039 | 3976683.7668 | 1553196.3209 | 6117447.3701 | 1297986.885 | 0 | 0 | 0 | 26111301.0824 | 5177.3211 | 758995.2688 | 0
New LV LP: |  | 0.00057519 | 0.019545 | 0.04081 | 0.028984 | 0 | 0 | 0 | 0 | 0 | 0 | 0 | 0 | 0 | 0
New LV Plant |  | 156700 | 5457800 | 11680700 | 8503300 | 0 | 0 | 0 | 0 | 0 | 0 | 0 | 0 | 0 | 0
New LV Rev Reqmt |  | 31340 | 1091560 | 2336140 | 1700660 | 0 | 0 | 0 | 0 | 0 | 0 | 0 | 0 | 0 | 0
Exclude List LP: |  | 0 | 0 | 0 | 0 | 0 | 0 | 0 | 0 | 0 | 0 | 0 | 0 | 0 | 0
Exclud List New Plant |  | 0 | 0 | 0 | 0 | 0 | 0 | 0 | 0 | 0 | 0 | 0 | 0 | 0 | 0
Exclud List New Plant Rev Reqmt |  | 0 | 0 | 0 | 0 | 0 | 0 | 0 | 0 | 0 | 0 | 0 | 0 | 0 | 0
Total Existing Capital Dollars |  | 258928092.8832 | 253910089.1498 | 276232830.7182 | 268704921.8315 | 261375995.0886 | 254246964.8226 | 247312378.857 | 240566933.7237 | 234005470.6064 | 227622971.3956 | 221414554.8508 | 215375472.8672 | 209501106.8448 | 203786964.1556 | 240927481.9854
Total New Capital Dollars |  | 337906.2374 | 11090942.7712 | 19377506.0197 | 28386718.8342 | 7765981.6044 | 30587236.8504 | 6489934.4251 | 0 | 0 | 0 | 130556505.4122 | 25886.6053 | 3794976.344 | 0 | 238413595.1041
Exclude List LP:
Exclud List New Plant |  | 2442500 | 1994400 | 28534770 | 119500 | 0 | 0 | 0 | 0 | 0 | 0 | 0 | 0 | 0 | 0
Exclud List New Plant Rev Reqmt |  | 488500 | 398880 | 5706954 | 23900 | 0 | 0 | 0 | 0 | 0 | 0 | 0 | 0 | 0 | 0
Exclude List LP: |  | 0.0089656 | 0.0071422 | 0.099695 | 0.00040733 | 0 | 0 | 0 | 0 | 0 | 0 | 0 | 0 | 0 | 0
Exclude List Capital Dollars |  | 2442500 | 1994400 | 28534770 | 119500 | 0 | 0 | 0 | 0 | 0 | 0 | 0 | 0 | 0 | 0 | 33091170
Exclud List New 345 kV Plant |  | 0 | 0 | 0 | 119500 | 0 | 0 | 0 | 0 | 0 | 0 | 0 | 0 | 0 | 0
Exclud List New 345 kV Plant Rev Reqmt |  | 0 | 0 | 0 | 23900 | 0 | 0 | 0 | 0 | 0 | 0 | 0 | 0 | 0 | 0
Exclude List 345kV LP: |  | 0 | 0 | 0 | 0.00040733 | 0 | 0 | 0 | 0 | 0 | 0 | 0 | 0 | 0 | 0
Exclude List 345 kV Capital Dollars |  | 0 | 0 | 0 | 119500 | 0 | 0 | 0 | 0 | 0 | 0 | 0 | 0 | 0 | 0 | 119500
Exclud List New LV Plant |  | 2442500 | 1994400 | 28534770 | 0 | 0 | 0 | 0 | 0 | 0 | 0 | 0 | 0 | 0 | 0
Exclud List New LV Plant Rev Reqmt |  | 488500 | 398880 | 5706954 | 0 | 0 | 0 | 0 | 0 | 0 | 0 | 0 | 0 | 0 | 0
Exclude List LV LP: |  | 0.0089656 | 0.0071422 | 0.099695 | 0 | 0 | 0 | 0 | 0 | 0 | 0 | 0 | 0 | 0 | 0
Exclude List LV Capital Dollars |  | 2442500 | 1994400 | 28534770 | 0 | 0 | 0 | 0 | 0 | 0 | 0 | 0 | 0 | 0 | 0 | 32971670
Exclude List Postage Stamp:
Exclud List New Plant |  | 2442500 | 1994400 | 28534770 | 119500 | 0 | 0 | 0 | 0 | 0 | 0 | 0 | 0 | 0 | 0
Exclud List New Plant Rev Reqmt |  | 488500 | 398880 | 5706954 | 23900 | 0 | 0 | 0 | 0 | 0 | 0 | 0 | 0 | 0 | 0
Exclude List Postage Stamp: |  | 0.00046418 | 0.00036978 | 0.0051615 | 2.1089e-05 | 0 | 0 | 0 | 0 | 0 | 0 | 0 | 0 | 0 | 0
Exclude List Capital Dollars |  | 2442500 | 1994400 | 28534770 | 119500 | 0 | 0 | 0 | 0 | 0 | 0 | 0 | 0 | 0 | 0 | 33091170
Exclud List New 345 kV Plant |  | 0 | 0 | 0 | 119500 | 0 | 0 | 0 | 0 | 0 | 0 | 0 | 0 | 0 | 0
Exclud List New 345 kV Plant Rev Reqmt |  | 0 | 0 | 0 | 23900 | 0 | 0 | 0 | 0 | 0 | 0 | 0 | 0 | 0 | 0
Exclude List 345kV Postage Stamp: |  | 0 | 0 | 0 | 2.1089e-05 | 0 | 0 | 0 | 0 | 0 | 0 | 0 | 0 | 0 | 0
Exclude List 345 kV Capital Dollars |  | 0 | 0 | 0 | 119500 | 0 | 0 | 0 | 0 | 0 | 0 | 0 | 0 | 0 | 0 | 119500
Exclud List New LV Plant |  | 2442500 | 1994400 | 28534770 | 0 | 0 | 0 | 0 | 0 | 0 | 0 | 0 | 0 | 0 | 0
Exclud List New LV Plant Rev Reqmt |  | 488500 | 398880 | 5706954 | 0 | 0 | 0 | 0 | 0 | 0 | 0 | 0 | 0 | 0 | 0
Exclude List LV Postage Stamp: |  | 0.00046418 | 0.00036978 | 0.0051615 | 0 | 0 | 0 | 0 | 0 | 0 | 0 | 0 | 0 | 0 | 0
Exclude List LV Capital Dollars |  | 2442500 | 1994400 | 28534770 | 0 | 0 | 0 | 0 | 0 | 0 | 0 | 0 | 0 | 0 | 0 | 32971670
Coincident Load kW: | 4540501 | 4654013.525 | 4770363.8631 | 4889622.9597 | 5011863.5337 | 5137160.122 | 5265589.1251 | 5397228.8532 | 5532159.5745 | 5670463.5639 | 5812225.153 | 5957530.7818 | 6106469.0514 | 6259130.7777 | 6415609.0471

## ATCLLC
ATCLLC
All New Plant in Local Zone Rate (License Plate): | 2006 | 2007 | 2008 | 2009 | 2010 | 2011 | 2012 | 2013 | 2014 | 2015 | 2016 | 2017 | 2018 | 2019 | 2020 |  |  |  | Capital Dollars 2007-2020
$ per kW-Mo | 2.54 | 2.5198 | 3.2419 | 3.6188 | 3.6956 | 3.6172 | 3.4686 | 3.2917 | 3.1319 | 2.9736 | 2.8927 | 2.7452 | 2.7558 | 2.6153 | 2.4819 |  | LP | New | 1435678657
Depreciation | 0.026 | -0.06604 | -0.065514 | -0.08429 | -0.09409 | -0.096084 | -0.094047 | -0.090184 | -0.085585 | -0.08143 | -0.077313 | -0.075211 | -0.071376 | -0.071652 | -0.067998 |  | HB100 | New | 1161059134.0121
Load Growth | 0.025 | -0.0635 | -0.062994 | -0.081048 | -0.090471 | -0.092389 | -0.09043 | -0.086716 | -0.082293 | -0.078298 | -0.074339 | -0.072319 | -0.06863 | -0.068896 | -0.065382 |  | HB345 | New | 1299068453.2598
New All Plant |  | 68477209 | 546199961 | 356876989 | 176253918 | 76144254 | 25450000 | 0 | 6000000 | 1050000 | 55421325 | 0 | 123805001 | 0 | 0 |  | RECB 1 | New | 1405354554.8129
New All Plant Rev Rqmt |  | 13695441.8 | 109239992.2 | 71375397.8 | 35250783.6 | 15228850.8 | 5090000 | 0 | 1200000 | 210000 | 11084265 | 0 | 24761000.2 | 0 | 0
New All Plant LP: |  | 0.10931 | 0.85066 | 0.54225 | 0.26127 | 0.11012 | 0.035908 | 0 | 0.0080577 | 0.0013757 | 0.070842 | 0 | 0.15063 | 0 | 0 |  | RECB 1 | New | 1405354554.8129
Total New Capital Dollars |  | 68477209 | 546199961 | 356876989 | 176253918 | 76144254 | 25450000 | 0 | 6000000 | 1050000 | 55421325 | 0 | 123805001 | 0 | 0 | 1435678657 | HB100 | Existing | 839439820.9332 | Average Balance
Total Existing and New Capital Dollars | 1552319882.4 | 1578457566.6075 | 2081605097.4783 | 2381706307.4446 | 2492999185.909 | 2501146887.1134 | 2458378105.7674 | 2391325842.9325 | 2332102430.5666 | 2269544336.7729 | 2263063839.9874 | 2201338773.7517 | 2265102259.6976 | 2203321595.5644 | 2143225999.0454 | 2254522730.6171
All New Plant in Regional Rate (Hiway-Byway 100kV): | [16 empty] | RECB 1 | New | 1405354554.8129
$ per kW-Mo | 2.54 | 2.571 | 3.1579 | 3.1288 | 3.0476 | 3.0543 | 2.9272 | 2.785 | 2.6439 | 2.5101 | 2.7615 | 2.6269 | 2.5137 | 2.3855 | 2.2659 |  | HB345 | Existing | 1251555122.5066 | Average Balance
Depreciation |  | -0.06604 | -0.066846 | -0.082105 | -0.08135 | -0.079238 | -0.079412 | -0.076107 | -0.072411 | -0.068743 | -0.065263 | -0.071799 | -0.0683 | -0.065356 | -0.062022
Load Growth |  | -0.0635 | -0.064275 | -0.078947 | -0.078221 | -0.076191 | -0.076358 | -0.07318 | -0.069626 | -0.066099 | -0.062753 | -0.069037 | -0.065673 | -0.062842 | -0.059637 |  | HB100 | New | 678996636.0121
New All Plant Postage Stamp (Less Exclude List): |  | 0.076367 | 0.084425 | 0.099687 | 0.078369 | 0.16211 | 0.026878 | 0.0071508 | 0.00093586 | 0.0010189 | 0.37938 | 0.0062801 | 0.020716 | 0 | 0.0020894 |  |  | Existing | 902341008.0336 | Average Balance
Exclude List LP: |  | 0.084178 | 0.63358 | 0.032309 | 0 | 0 | 0.0017637 | 0 | 0 | 0 | 0 | 0 | 0 | 0 | 0
Total New Capital Dollars |  | 100569781.397 | 461025269.4154 | 86872279.5059 | 52867448.4886 | 112090646.4729 | 20299495.3144 | 5194805.3309 | 696865.2785 | 777701.6508 | 296797398.8673 | 5035881.7198 | 17027322.474 | 0 | 1804238.0968 | 1161059134.0121 | HB345 | New | 817005955.2598
[18 empty] | Existing | 1391686714.9299 | Average Balance
New 345 kV Plant in Regional Rate (Hiway-Byway 345kV):
$ per kW-Mo | 2.54 | 2.5399 | 3.288 | 3.286 | 3.2039 | 3.1562 | 3.0517 | 2.8961 | 2.7564 | 2.6172 | 2.8693 | 2.723 | 2.6559 | 2.5205 | 2.3919 |  | Exclude List |  | 497362498
Depreciation |  | -0.06604 | -0.066039 | -0.085487 | -0.085436 | -0.083302 | -0.082062 | -0.079344 | -0.075298 | -0.071667 | -0.068048 | -0.074601 | -0.070798 | -0.069054 | -0.065533 |  |  | EHV | 364645723
Load Growth |  | -0.0635 | -0.063499 | -0.082199 | -0.08215 | -0.080098 | -0.078905 | -0.076292 | -0.072402 | -0.068911 | -0.06543 | -0.071732 | -0.068075 | -0.066398 | -0.063012 |  |  | LV | 132716775
New EHV Postage Stamp (Less Exclude List): |  | 0.020173 | 0.026891 | 0.067774 | 0.025825 | 0.099235 | 0.020542 | 0 | 0 | 0 | 0.37437 | 7.242e-05 | 0.010358 | 0 | 0
New LV Plant |  | 15745840 | 139382792 | 43200000 | 40253918 | 11388517 | 24200000 | 0 | 6000000 | 1050000 | 8721325 | 0 | 50505001 | 0 | 0
New LV Rev Reqmt |  | 3149168 | 27876558.4 | 8640000 | 8050783.6 | 2277703.4 | 4840000 | 0 | 1200000 | 210000 | 1744265 | 0 | 10101000.2 | 0 | 0
LV LP: |  | 0.025136 | 0.21708 | 0.065639 | 0.059671 | 0.01647 | 0.034145 | 0 | 0.0080577 | 0.0013757 | 0.011148 | 0 | 0.061447 | 0 | 0
Exclude List LP: |  | 0.084178 | 0.63358 | 0.032309 | 0 | 0 | 0.0017637 | 0 | 0 | 0 | 0 | 0 | 0 | 0 | 0
Total New Capital Dollars |  | 81114187.1883 | 563466409.5423 | 109068959.433 | 57675549.9613 | 80005674.5293 | 40009041.5695 | 0 | 6000000 | 1050000 | 301602187.1113 | 58072.1065 | 59018371.8184 | 0 | 0 | 1299068453.2598
RECB 1:
$ per kW-Mo | 2.54 | 2.5202 | 3.243 | 3.5325 | 3.5739 | 3.4852 | 3.3438 | 3.1733 | 3.0195 | 2.8669 | 2.788 | 2.6458 | 2.6439 | 2.5091 | 2.3811
Depreciation |  | -0.06604 | -0.065526 | -0.084317 | -0.091845 | -0.09292 | -0.090616 | -0.08694 | -0.082506 | -0.078508 | -0.07454 | -0.072489 | -0.068792 | -0.068742 | -0.065236
Load Growth |  | -0.0635 | -0.063006 | -0.081074 | -0.088312 | -0.089347 | -0.08713 | -0.083596 | -0.079333 | -0.075488 | -0.071673 | -0.0697 | -0.066146 | -0.066098 | -0.062727
Postage Stamp Percentage | 0.2 | 0.2 | 0.2 | 0.2 | 0.2 | 0.2 | 0.2 | 0.2 | 0.2 | 0.2 | 0.2 | 0.2 | 0.2 | 0.2 | 0.2
New 345 kV Plant |  | 2447789.5033 | 3344520.4124 | 8640012.492 | 3374579.5245 | 13291180.49 | 2820094.2188 | 0 | 0 | 0 | 56731181.2459 | 11248.5984 | 1649044.5276 | 0 | 0
New Plant Rev Reqmt |  | 489557.9007 | 668904.0825 | 1728002.4984 | 674915.9049 | 2658236.098 | 564018.8438 | 0 | 0 | 0 | 11346236.2492 | 2249.7197 | 329808.9055 | 0 | 0
RECB Postage Stamp: |  | 0.00045384 | 0.00060497 | 0.0015247 | 0.000581 | 0.0022325 | 0.00046214 | 0 | 0 | 0 | 0.0084223 | 1.6292e-06 | 0.00023302 | 0 | 0
Rest of New Plant |  | 15745840 | 139382792 | 277130423.2 | 149053918 | 63193106.6 | 24200000 | 0 | 6000000 | 1050000 | 46081325 | 0 | 109145001 | 0 | 0
Rest of New Plant Rev Reqmt |  | 3149168 | 27876558.4 | 55426084.64 | 29810783.6 | 12638621.32 | 4840000 | 0 | 1200000 | 210000 | 9216265 | 0 | 21829000.2 | 0 | 0
RECB LODF LP: |  | 0.025136 | 0.21708 | 0.42108 | 0.22095 | 0.091391 | 0.034145 | 0 | 0.0080577 | 0.0013757 | 0.058903 | 0 | 0.13279 | 0 | 0
Exclude List LP: |  | 0.084178 | 0.63358 | 0.032309 | 0 | 0 | 0.0017637 | 0 | 0 | 0 | 0 | 0 | 0 | 0 | 0
Total New Capital Dollars |  | 70924998.5033 | 549544481.4124 | 307034395.692 | 152428497.5245 | 76484287.09 | 28270094.2188 | 0 | 6000000 | 1050000 | 102812506.2459 | 11248.5984 | 110794045.5276 | 0 | 0 | 1405354554.8129
All New Plant in RECB 1:
$ per kW-Mo | 0.029304 | 0.13758 | 0.98183 | 1.3867 | 1.5375 | 1.5527 | 1.5099 | 1.4329 | 1.3679 | 1.2995 | 1.3005 | 1.2342 | 1.3043 | 1.2378 | 1.1746
Depreciation |  | -0.0007619 | -0.003577 | -0.025527 | -0.036053 | -0.039975 | -0.04037 | -0.039257 | -0.037255 | -0.035564 | -0.033786 | -0.033814 | -0.032089 | -0.033911 | -0.032182
Load Growth |  | -0.0007326 | -0.0034394 | -0.024546 | -0.034667 | -0.038437 | -0.038817 | -0.037747 | -0.035822 | -0.034196 | -0.032487 | -0.032513 | -0.030855 | -0.032607 | -0.030944
Postage Stamp Percentage | 0.2 | 0.2 | 0.2 | 0.2 | 0.2 | 0.2 | 0.2 | 0.2 | 0.2 | 0.2 | 0.2 | 0.2 | 0.2 | 0.2 | 0.2
New 345 kV Plant | 78740.1889 | 2447789.5033 | 3344520.4124 | 8640012.492 | 3374579.5245 | 13291180.49 | 2820094.2188 | 0 | 0 | 0 | 56731181.2459 | 11248.5984 | 1649044.5276 | 0 | 0
New 345 Plant Rev Reqmt | 15748.0378 | 489557.9007 | 668904.0825 | 1728002.4984 | 674915.9049 | 2658236.098 | 564018.8438 | 0 | 0 | 0 | 11346236.2492 | 2249.7197 | 329808.9055 | 0 | 0
RECB Postage Stamp: | 1.4964e-05 | 0.00045384 | 0.00060497 | 0.0015247 | 0.000581 | 0.0022325 | 0.00046214 | 0 | 0 | 0 | 0.0084223 | 1.6292e-06 | 0.00023302 | 0 | 0
Rest of New Plant | 2600000 | 15745840 | 139382792 | 277130423.2 | 149053918 | 63193106.6 | 24200000 | 0 | 6000000 | 1050000 | 46081325 | 0 | 109145001 | 0 | 0
Rest of New Plant Rev Reqmt | 520000 | 3149168 | 27876558.4 | 55426084.64 | 29810783.6 | 12638621.32 | 4840000 | 0 | 1200000 | 210000 | 9216265 | 0 | 21829000.2 | 0 | 0
RECB LODF LP: | 0.0042543 | 0.025136 | 0.21708 | 0.42108 | 0.22095 | 0.091391 | 0.034145 | 0 | 0.0080577 | 0.0013757 | 0.058903 | 0 | 0.13279 | 0 | 0
Exclude List LP: | 0.025035 | 0.084178 | 0.63358 | 0.032309 | 0 | 0 | 0.0017637 | 0 | 0 | 0 | 0 | 0 | 0 | 0 | 0
Total RECB1 Capital Dollars | 17978740.1889 | 70924998.5033 | 549544481.4124 | 307034395.692 | 152428497.5245 | 76484287.09 | 28270094.2188 | 0 | 6000000 | 1050000 | 102812506.2459 | 11248.5984 | 110794045.5276 | 0 | 0 | 1405354554.8129
All Existing Plant in Hiway-Byway:
Existing All Plant Postage Stamp Rate | 1.6797 | 1.594 | 1.5127 | 1.4356 | 1.3623 | 1.2929 | 1.2269 | 1.1644 | 1.105 | 1.0486 | 0.99514 | 0.94439 | 0.89622 | 0.85052 | 0.80714
Depreciation |  | -0.043671 | -0.041444 | -0.03933 | -0.037324 | -0.035421 | -0.033614 | -0.0319 | -0.030273 | -0.028729 | -0.027264 | -0.025874 | -0.024554 | -0.023302 | -0.022113
Load Growth |  | -0.041991 | -0.03985 | -0.037818 | -0.035889 | -0.034059 | -0.032322 | -0.030673 | -0.029109 | -0.027624 | -0.026215 | -0.024878 | -0.02361 | -0.022406 | -0.021263
RECB1 (New) HB100 (Old) | 1.709 | 1.7316 | 2.4945 | 2.8222 | 2.8998 | 2.8456 | 2.7368 | 2.5972 | 2.4728 | 2.3481 | 2.2957 | 2.1786 | 2.2005 | 2.0883 | 1.9818
Total Existing Capital Dollars | 1026523466.3893 | 998525038.8435 | 971290268.4091 | 944798326.3382 | 919028951.9874 | 893962437.3219 | 869579611.8439 | 845861827.9309 | 822790946.5741 | 800349323.5063 | 778519795.7076 | 757285668.2797 | 736630701.6774 | 716539099.2891 | 696995495.356 | 839439820.9332
Total New Capital Dollars | 17978740.1889 | 70924998.5033 | 549544481.4124 | 307034395.692 | 152428497.5245 | 76484287.09 | 28270094.2188 | 0 | 6000000 | 1050000 | 102812506.2459 | 11248.5984 | 110794045.5276 | 0 | 0 | 1405354554.8129
345 kV Existing Plant in Hiway-Byway:
Existing 345 kV Postage Stamp Rate | 0.45688 | 0.43358 | 0.41147 | 0.39048 | 0.37057 | 0.35167 | 0.33374 | 0.31672 | 0.30056 | 0.28523 | 0.27069 | 0.25688 | 0.24378 | 0.23135 | 0.21955
Depreciation |  | -0.011879 | -0.011273 | -0.010698 | -0.010153 | -0.0096348 | -0.0091434 | -0.0086771 | -0.0082346 | -0.0078146 | -0.0074161 | -0.0070379 | -0.0066789 | -0.0063383 | -0.0060151
Load Growth |  | -0.011422 | -0.01084 | -0.010287 | -0.0097621 | -0.0092643 | -0.0087918 | -0.0083434 | -0.0079179 | -0.0075141 | -0.0071309 | -0.0067672 | -0.0064221 | -0.0060945 | -0.0057837
Byway Rate | 2.0474 | 1.943 | 1.8439 | 1.7498 | 1.6606 | 1.5759 | 1.4955 | 1.4193 | 1.3469 | 1.2782 | 1.213 | 1.1511 | 1.0924 | 1.0367 | 0.98385
Depreciation |  | -0.053232 | -0.050517 | -0.047941 | -0.045496 | -0.043176 | -0.040974 | -0.038884 | -0.036901 | -0.035019 | -0.033233 | -0.031538 | -0.02993 | -0.028403 | -0.026955
Load Growth |  | -0.051185 | -0.048574 | -0.046097 | -0.043746 | -0.041515 | -0.039398 | -0.037388 | -0.035482 | -0.033672 | -0.031955 | -0.030325 | -0.028779 | -0.027311 | -0.025918
RECB1 (New) HB345 (Old) | 2.5336 | 2.5141 | 3.2372 | 3.527 | 3.5687 | 3.4803 | 3.3392 | 3.1689 | 3.0153 | 2.8629 | 2.7842 | 2.6422 | 2.6405 | 2.5058 | 2.378
Total Existing Capital Dollars | 1530485772.41 | 1488741772.9676 | 1448136341.1099 | 1408638422.4061 | 1370217809.435 | 1332845118.6826 | 1296491768.0706 | 1261129955.0964 | 1226732635.5712 | 1193273502.936 | 1160726968.1434 | 1129068140.0873 | 1098272806.5664 | 1068317415.7673 | 1039179058.2522 | 1251555122.5066
Total New Capital Dollars | 17978740.1889 | 70924998.5033 | 549544481.4124 | 307034395.692 | 152428497.5245 | 76484287.09 | 28270094.2188 | 0 | 6000000 | 1050000 | 102812506.2459 | 11248.5984 | 110794045.5276 | 0 | 0 | 1405354554.8129
All Existing and New Plant in Hiway-Byway:
$ per kW-Mo | 1.693 | 1.6928 | 1.7652 | 1.783 | 1.775 | 1.8512 | 1.7884 | 1.7089 | 1.6273 | 1.5499 | 1.8549 | 1.7711 | 1.7061 | 1.6237 | 1.5476
Existing Plant Postage Stamp Rate | 1.6826 | 1.6065 | 1.5988 | 1.5254 | 1.4522 | 1.3827 | 1.317 | 1.2544 | 1.1951 | 1.1387 | 1.0852 | 1.0345 | 0.9863 | 0.9406 | 0.89722
Depreciation |  | -0.043747 | -0.041444 | -0.03933 | -0.037324 | -0.035421 | -0.033614 | -0.0319 | -0.030273 | -0.028729 | -0.027264 | -0.025874 | -0.024554 | -0.023302 | -0.022113
Load Growth |  | -0.042064 | -0.03985 | -0.037818 | -0.035889 | -0.034059 | -0.032322 | -0.030673 | -0.029109 | -0.027624 | -0.026215 | -0.024878 | -0.02361 | -0.022406 | -0.021263
Existing All Plant | 1028300472.8494 | 1006378020.8093 | 1026589034.8829 | 1003949247.8749 | 979658646.5625 | 956107874.2614 | 933423864.9733 | 911302187.3884 | 889867315.0181 | 869102601.1614 | 848991905.3041 | 829519580.6161 | 810670461.8222 | 792429853.4375 | 774783518.3581
Existing All Plant Rev Reqmt | 205660094.5699 | 201275604.1619 | 205317806.9766 | 200789849.575 | 195931729.3125 | 191221574.8523 | 186684772.9947 | 182260437.4777 | 177973463.0036 | 173820520.2323 | 169798381.0608 | 165903916.1232 | 162134092.3644 | 158485970.6875 | 154956703.6716
New Plant Rate | 0.010476 | 0.086308 | 0.16633 | 0.25754 | 0.32277 | 0.46842 | 0.47141 | 0.45451 | 0.43227 | 0.41124 | 0.76965 | 0.73668 | 0.71982 | 0.68311 | 0.65036
Depreciation |  | -0.00027237 | -0.002244 | -0.0043246 | -0.0066959 | -0.008392 | -0.012179 | -0.012257 | -0.011817 | -0.011239 | -0.010692 | -0.020011 | -0.019154 | -0.018715 | -0.017761
Load Growth |  | -0.00026189 | -0.0021577 | -0.0041583 | -0.0064384 | -0.0080693 | -0.01171 | -0.011785 | -0.011363 | -0.010807 | -0.010281 | -0.019241 | -0.018417 | -0.017996 | -0.017078
New All Plant Postage Stamp (Less Exclude List): | 0.010476 | 0.076367 | 0.084425 | 0.099687 | 0.078369 | 0.16211 | 0.026878 | 0.0071508 | 0.00093586 | 0.0010189 | 0.37938 | 0.0062801 | 0.020716 | 0 | 0.0020894
New All Plant | 6402254.3912 | 47838412.397 | 54208100.4154 | 65608319.5059 | 52867448.4886 | 112090646.4729 | 19049495.3144 | 5194805.3309 | 696865.2785 | 777701.6508 | 296797398.8673 | 5035881.7198 | 17027322.474 | 0 | 1804238.0968
New All Plant Rev Reqmt | 1280450.8782 | 9567682.4794 | 10841620.0831 | 13121663.9012 | 10573489.6977 | 22418129.2946 | 3809899.0629 | 1038961.0662 | 139373.0557 | 155540.3302 | 59359479.7735 | 1007176.344 | 3405464.4948 | 0 | 360847.6194
Exclude List LP: | 0 | 0 | 0 | 0 | 0 | 0 | 0 | 0 | 0 | 0 | 0 | 0 | 0 | 0 | 0
Exclud List New Plant | 0 | 0 | 0 | 0 | 0 | 0 | 0 | 0 | 0 | 0 | 0 | 0 | 0 | 0 | 0
Exclud List New Plant Rev Reqmt | 0 | 0 | 0 | 0 | 0 | 0 | 0 | 0 | 0 | 0 | 0 | 0 | 0 | 0 | 0
Total Existing Capital Dollars | 1028300472.8494 | 1006378020.8093 | 1026589034.8829 | 1003949247.8749 | 979658646.5625 | 956107874.2614 | 933423864.9733 | 911302187.3884 | 889867315.0181 | 869102601.1614 | 848991905.3041 | 829519580.6161 | 810670461.8222 | 792429853.4375 | 774783518.3581 | 902341008.0336
Total New Capital Dollars | 6402254.3912 | 47838412.397 | 54208100.4154 | 65608319.5059 | 52867448.4886 | 112090646.4729 | 19049495.3144 | 5194805.3309 | 696865.2785 | 777701.6508 | 296797398.8673 | 5035881.7198 | 17027322.474 | 0 | 1804238.0968 | 678996636.0121
345 kV Existing and New Plant in Hiway-Byway - Rest in LP:
$ per kW-Mo | 2.5342 | 2.5345 | 2.7808 | 2.8047 | 2.7472 | 2.7228 | 2.6404 | 2.5057 | 2.386 | 2.2657 | 2.5356 | 2.4064 | 2.3555 | 2.2353 | 2.1213
Existing 345 PostageStamp Rate | 0.45688 | 0.43358 | 0.47743 | 0.45308 | 0.42997 | 0.40804 | 0.38723 | 0.36748 | 0.34874 | 0.33096 | 0.31408 | 0.29806 | 0.28286 | 0.26843 | 0.25474
Depreciation |  | -0.011879 | -0.011273 | -0.012413 | -0.01178 | -0.011179 | -0.010609 | -0.010068 | -0.0095546 | -0.0090673 | -0.0086049 | -0.008166 | -0.0077496 | -0.0073543 | -0.0069793
Load Growth |  | -0.011422 | -0.01084 | -0.011936 | -0.011327 | -0.010749 | -0.010201 | -0.0096808 | -0.0091871 | -0.0087186 | -0.0082739 | -0.007852 | -0.0074515 | -0.0070715 | -0.0067108
Existing 345 kV Plant | 279224108.3978 | 271608270.8412 | 306551645.803 | 298190449.6638 | 290057305.1492 | 282145992.1512 | 274450460.2153 | 266964823.9129 | 259683358.3407 | 252600494.742 | 245710816.2479 | 239009053.7347 | 232490081.7941 | 226148914.8132 | 219980703.1617
Existing 345 kV Plant Rev Reqmt | 55844821.6796 | 54321654.1682 | 61310329.1606 | 59638089.9328 | 58011461.0298 | 56429198.4302 | 54890092.0431 | 53392964.7826 | 51936671.6681 | 50520098.9484 | 49142163.2496 | 47801810.7469 | 46498016.3588 | 45229782.9626 | 43996140.6323
Existing Rest of Plant Byway Rate | 2.0724 | 2.0509 | 2.012 | 1.9417 | 1.8427 | 1.7487 | 1.6613 | 1.5765 | 1.4961 | 1.4198 | 1.3474 | 1.2787 | 1.2135 | 1.1516 | 1.0929
Depreciation |  | -0.053883 | -0.053324 | -0.052312 | -0.050484 | -0.047909 | -0.045466 | -0.043193 | -0.04099 | -0.0389 | -0.036916 | -0.035033 | -0.033246 | -0.031551 | -0.029942
Load Growth |  | -0.051811 | -0.051273 | -0.0503 | -0.048542 | -0.046067 | -0.043717 | -0.041532 | -0.039414 | -0.037403 | -0.035496 | -0.033686 | -0.031968 | -0.030337 | -0.02879
Rest of Plant | 1266561664.0122 | 1284747563.6263 | 1291877519.8284 | 1277905520.4751 | 1243050647.4041 | 1209146440.9962 | 1177416971.818 | 1145302923.9117 | 1114064786.662 | 1083678669.6058 | 1054121333.8923 | 1025370174.5104 | 997403203.0006 | 970199030.6388 | 943736852.0781
Rest of Plant Rev Reqmt | 253312332.8025 | 256949512.7253 | 258375503.9657 | 255581104.095 | 248610129.4808 | 241829288.1992 | 235483394.3636 | 229060584.7823 | 222812957.3324 | 216735733.9212 | 210824266.7785 | 205074034.9021 | 199480640.6001 | 194039806.1278 | 188747370.4156
New Plant Rate | 0.0049194 | 0.049978 | 0.2914 | 0.40995 | 0.47454 | 0.56604 | 0.59186 | 0.56168 | 0.54109 | 0.51487 | 0.87413 | 0.82962 | 0.85912 | 0.8153 | 0.77372
Depreciation |  | -0.00012791 | -0.0012994 | -0.0075763 | -0.010659 | -0.012338 | -0.014717 | -0.015388 | -0.014604 | -0.014068 | -0.013387 | -0.022727 | -0.02157 | -0.022337 | -0.021198
Load Growth |  | -0.00012299 | -0.0012494 | -0.0072849 | -0.010249 | -0.011863 | -0.014151 | -0.014797 | -0.014042 | -0.013527 | -0.012872 | -0.021853 | -0.020741 | -0.021478 | -0.020383
New EHV Postage Stamp (Less Exclude List): | 0.00066515 | 0.020173 | 0.026891 | 0.067774 | 0.025825 | 0.099235 | 0.020542 | 0 | 0 | 0 | 0.37437 | 7.242e-05 | 0.010358 | 0 | 0
New 345 kV Plant | 406504.7458 | 12636978.1883 | 17266448.5423 | 44604999.433 | 17421631.9613 | 68617157.5293 | 14559041.5695 | 0 | 0 | 0 | 292880862.1113 | 58072.1065 | 8513370.8184 | 0 | 0
New 345 Plant Rev Reqmt | 81300.9492 | 2527395.6377 | 3453289.7085 | 8920999.8866 | 3484326.3923 | 13723431.5059 | 2911808.3139 | 0 | 0 | 0 | 58576172.4223 | 11614.4213 | 1702674.1637 | 0 | 0
New LV LP: | 0.0042543 | 0.025136 | 0.21708 | 0.065639 | 0.059671 | 0.01647 | 0.034145 | 0 | 0.0080577 | 0.0013757 | 0.011148 | 0 | 0.061447 | 0 | 0
New LV Plant | 2600000 | 15745840 | 139382792 | 43200000 | 40253918 | 11388517 | 24200000 | 0 | 6000000 | 1050000 | 8721325 | 0 | 50505001 | 0 | 0
New LV Rev Reqmt | 520000 | 3149168 | 27876558.4 | 8640000 | 8050783.6 | 2277703.4 | 4840000 | 0 | 1200000 | 210000 | 1744265 | 0 | 10101000.2 | 0 | 0
Exclude List LP: | 0 | 0 | 0 | 0 | 0 | 0 | 0 | 0 | 0 | 0 | 0 | 0 | 0 | 0 | 0
Exclud List New Plant | 0 | 0 | 0 | 0 | 0 | 0 | 0 | 0 | 0 | 0 | 0 | 0 | 0 | 0 | 0
Exclud List New Plant Rev Reqmt | 0 | 0 | 0 | 0 | 0 | 0 | 0 | 0 | 0 | 0 | 0 | 0 | 0 | 0 | 0
Total Existing Capital Dollars | 1545785772.41 | 1556355834.4676 | 1598429165.6315 | 1576095970.1389 | 1533107952.5533 | 1491292433.1474 | 1451867432.0333 | 1412267747.8246 | 1373748145.0027 | 1336279164.3478 | 1299832150.1402 | 1264379228.2451 | 1229893284.7947 | 1196347945.4519 | 1163717555.2397 | 1391686714.9299
Total New Capital Dollars | 3006504.7458 | 28382818.1883 | 156649240.5423 | 87804999.433 | 57675549.9613 | 80005674.5293 | 38759041.5695 | 0 | 6000000 | 1050000 | 301602187.1113 | 58072.1065 | 59018371.8184 | 0 | 0 | 817005955.2598
Exclude List LP:
Exclud List New Plant | 15300000 | 52731369 | 406817169 | 21263960 | 0 | 0 | 1250000 | 0 | 0 | 0 | 0 | 0 | 0 | 0 | 0
Exclud List New Plant Rev Reqmt | 3060000 | 10546273.8 | 81363433.8 | 4252792 | 0 | 0 | 250000 | 0 | 0 | 0 | 0 | 0 | 0 | 0 | 0
Exclude List LP: | 0.025035 | 0.084178 | 0.63358 | 0.032309 | 0 | 0 | 0.0017637 | 0 | 0 | 0 | 0 | 0 | 0 | 0 | 0
Exclude List Capital Dollars | 15300000 | 52731369 | 406817169 | 21263960 | 0 | 0 | 1250000 | 0 | 0 | 0 | 0 | 0 | 0 | 0 | 0 | 497362498
Exclud List New 345 kV Plant | 0 | 0 | 364645723 | 0 | 0 | 0 | 0 | 0 | 0 | 0 | 0 | 0 | 0 | 0 | 0
Exclud List New 345 kV Plant Rev Reqmt | 0 | 0 | 72929144.6 | 0 | 0 | 0 | 0 | 0 | 0 | 0 | 0 | 0 | 0 | 0 | 0
Exclude List 345kV LP: | 0 | 0 | 0.56791 | 0 | 0 | 0 | 0 | 0 | 0 | 0 | 0 | 0 | 0 | 0 | 0
Exclude List 345 kV Capital Dollars | 0 | 0 | 364645723 | 0 | 0 | 0 | 0 | 0 | 0 | 0 | 0 | 0 | 0 | 0 | 0 | 364645723
Exclud List New LV Plant | 15300000 | 52731369 | 42171446 | 21263960 | 0 | 0 | 1250000 | 0 | 0 | 0 | 0 | 0 | 0 | 0 | 0
Exclud List New LV Plant Rev Reqmt | 3060000 | 10546273.8 | 8434289.2 | 4252792 | 0 | 0 | 250000 | 0 | 0 | 0 | 0 | 0 | 0 | 0 | 0
Exclude List LV LP: | 0.025035 | 0.084178 | 0.065679 | 0.032309 | 0 | 0 | 0.0017637 | 0 | 0 | 0 | 0 | 0 | 0 | 0 | 0
Exclude List LV Capital Dollars | 15300000 | 52731369 | 42171446 | 21263960 | 0 | 0 | 1250000 | 0 | 0 | 0 | 0 | 0 | 0 | 0 | 0 | 132716775
Exclude List Postage Stamp:
Exclud List New Plant | 15300000 | 52731369 | 406817169 | 21263960 | 0 | 0 | 1250000 | 0 | 0 | 0 | 0 | 0 | 0 | 0 | 0
Exclud List New Plant Rev Reqmt | 3060000 | 10546273.8 | 81363433.8 | 4252792 | 0 | 0 | 250000 | 0 | 0 | 0 | 0 | 0 | 0 | 0 | 0
Exclude List Postage Stamp: | 0.0029076 | 0.0097768 | 0.073587 | 0.0037525 | 0 | 0 | 0.00020484 | 0 | 0 | 0 | 0 | 0 | 0 | 0 | 0
Exclude List Capital Dollars | 15300000 | 52731369 | 406817169 | 21263960 | 0 | 0 | 1250000 | 0 | 0 | 0 | 0 | 0 | 0 | 0 | 0 | 482062498
Exclud List New 345 kV Plant | 0 | 0 | 364645723 | 0 | 0 | 0 | 0 | 0 | 0 | 0 | 0 | 0 | 0 | 0 | 0
Exclud List New 345 kV Plant Rev Reqmt | 0 | 0 | 72929144.6 | 0 | 0 | 0 | 0 | 0 | 0 | 0 | 0 | 0 | 0 | 0 | 0
Exclude List 345kV Postage Stamp: | 0 | 0 | 0.065959 | 0 | 0 | 0 | 0 | 0 | 0 | 0 | 0 | 0 | 0 | 0 | 0
Exclude List 345 kV Capital Dollars | 0 | 0 | 364645723 | 0 | 0 | 0 | 0 | 0 | 0 | 0 | 0 | 0 | 0 | 0 | 0 | 364645723
Exclud List New LV Plant | 15300000 | 52731369 | 42171446 | 21263960 | 0 | 0 | 1250000 | 0 | 0 | 0 | 0 | 0 | 0 | 0 | 0
Exclud List New LV Plant Rev Reqmt | 3060000 | 10546273.8 | 8434289.2 | 4252792 | 0 | 0 | 250000 | 0 | 0 | 0 | 0 | 0 | 0 | 0 | 0
Exclude List LV Postage Stamp: | 0.0029076 | 0.0097768 | 0.0076282 | 0.0037525 | 0 | 0 | 0.00020484 | 0 | 0 | 0 | 0 | 0 | 0 | 0 | 0
Exclude List LV Capital Dollars | 15300000 | 52731369 | 42171446 | 21263960 | 0 | 0 | 1250000 | 0 | 0 | 0 | 0 | 0 | 0 | 0 | 0 | 117416775
Coincident Load kW: | 10185826 | 10440471.65 | 10701483.4413 | 10969020.5273 | 11243246.0405 | 11524327.1915 | 11812435.3713 | 12107746.2555 | 12410439.9119 | 12720700.9097 | 13038718.4325 | 13364686.3933 | 13698803.5531 | 14041273.6419 | 14392305.483

## ASTI (FE)
ATSI (FE)
All New Plant in Local Zone Rate (License Plate): | 2006 | 2007 | 2008 | 2009 | 2010 | 2011 | 2012 | 2013 | 2014 | 2015 | 2016 | 2017 | 2018 | 2019 | 2020 |  |  |  | Capital Dollars 2007-2020
$ per kW-Mo | 1.18 | 1.1198 | 1.0746 | 1.0355 | 1.0104 | 0.96249 | 0.9138 | 0.8672 | 0.82297 | 0.781 | 0.74117 | 0.70337 | 0.6675 | 0.63345 | 0.60115 |  | LP | New | 42371263
Depreciation | 0.026 | -0.03068 | -0.029115 | -0.027939 | -0.026923 | -0.026272 | -0.025025 | -0.023759 | -0.022547 | -0.021397 | -0.020306 | -0.01927 | -0.018288 | -0.017355 | -0.01647 |  | HB100 | New | 738754313.75
Load Growth | 0.025 | -0.0295 | -0.027995 | -0.026864 | -0.025888 | -0.025261 | -0.024062 | -0.022845 | -0.02168 | -0.020574 | -0.019525 | -0.018529 | -0.017584 | -0.016687 | -0.015836 |  | HB345 | New | 549208860.4656
New All Plant |  | 0 | 8182117 | 11132173 | 20098673 | 2653300 | 305000 | 0 | 0 | 0 | 0 | 0 | 0 | 0 | 0 |  | RECB 1 | New | 143738782.4931
New All Plant Rev Rqmt |  | 0 | 1636423.4 | 2226434.6 | 4019734.6 | 530660 | 61000 | 0 | 0 | 0 | 0 | 0 | 0 | 0 | 0
New All Plant LP: |  | 0 | 0.011864 | 0.015748 | 0.027739 | 0.0035726 | 0.00040066 | 0 | 0 | 0 | 0 | 0 | 0 | 0 | 0 |  | RECB 1 | New | 143738782.4931
Total New Capital Dollars |  | 0 | 8182117 | 11132173 | 20098673 | 2653300 | 305000 | 0 | 0 | 0 | 0 | 0 | 0 | 0 | 0 | 42371263 | HB100 | Existing | 901613738.6919 | Average Balance
Total Existing and New Capital Dollars | 774569629.2 | 753443242.5636 | 741075195.1226 | 731994542.1757 | 732128064.0378 | 714812571.0912 | 695621058.2147 | 676647993.8519 | 658192419.8196 | 640240221.569 | 622777669.5257 | 605791408.5894 | 589268447.9201 | 573196151.0031 | 557562225.9845 | 663767943.6763
All New Plant in Regional Rate (Hiway-Byway 100kV): | [16 empty] | RECB 1 | New | 143738782.4931
$ per kW-Mo | 1.18 | 1.1303 | 1.1557 | 1.1812 | 1.2207 | 1.2368 | 1.3358 | 1.2946 | 1.2357 | 1.1736 | 1.1148 | 1.4373 | 1.3703 | 1.3211 | 1.2537 |  | HB345 | Existing | 583419502.5409 | Average Balance
Depreciation |  | -0.03068 | -0.029388 | -0.030049 | -0.030712 | -0.031738 | -0.032157 | -0.034731 | -0.033659 | -0.032128 | -0.030514 | -0.028984 | -0.03737 | -0.035627 | -0.034349
Load Growth |  | -0.0295 | -0.028257 | -0.028894 | -0.029531 | -0.030517 | -0.03092 | -0.033396 | -0.032364 | -0.030892 | -0.02934 | -0.027869 | -0.035933 | -0.034257 | -0.033028 |  | HB100 | New | 734225747.75
New All Plant Postage Stamp (Less Exclude List): |  | 0.010476 | 0.076367 | 0.084425 | 0.099687 | 0.078369 | 0.16211 | 0.026878 | 0.0071508 | 0.00093586 | 0.0010189 | 0.37938 | 0.0062801 | 0.020716 | 0 |  |  | Existing | 902239953.8972 | Average Balance
Exclude List LP: |  | 0 | 0.0067307 | 0 | 0 | 0 | 0 | 0 | 0 | 0 | 0 | 0 | 0 | 0 | 0
Total New Capital Dollars |  | 6876443.5207 | 55910176.4249 | 58223075.5131 | 70467662.7959 | 56783126.9118 | 120392748.0191 | 20460414.5078 | 5579563.5844 | 748479.2756 | 835302.8716 | 318779983.6911 | 5408869.1432 | 18288467.4909 | 0 | 738754313.75 | HB345 | New | 544680294.4656
[18 empty] | Existing | 587090319.1039 | Average Balance
New 345 kV Plant in Regional Rate (Hiway-Byway 345kV):
$ per kW-Mo | 1.18 | 1.1205 | 1.0955 | 1.0785 | 1.1152 | 1.0877 | 1.1319 | 1.0947 | 1.0389 | 0.98589 | 0.93561 | 1.2623 | 1.198 | 1.1472 | 1.0887 |  | Exclude List |  | 4528566
Depreciation |  | -0.03068 | -0.029133 | -0.028484 | -0.02804 | -0.028995 | -0.028281 | -0.029429 | -0.028462 | -0.027011 | -0.025633 | -0.024326 | -0.032819 | -0.031147 | -0.029828 |  |  | EHV | 0
Load Growth |  | -0.0295 | -0.028012 | -0.027389 | -0.026961 | -0.02788 | -0.027193 | -0.028297 | -0.027367 | -0.025972 | -0.024647 | -0.02339 | -0.031557 | -0.029949 | -0.028681 |  |  | LV | 4528566
New EHV Postage Stamp (Less Exclude List): |  | 0.00066515 | 0.020173 | 0.026891 | 0.067774 | 0.025825 | 0.099235 | 0.020542 | 0 | 0 | 0 | 0.37437 | 7.242e-05 | 0.010358 | 0
New LV Plant |  | 0 | 3653551 | 8405000 | 17371500 | 2653300 | 305000 | 0 | 0 | 0 | 0 | 0 | 0 | 0 | 0
New LV Rev Reqmt |  | 0 | 730710.2 | 1681000 | 3474300 | 530660 | 61000 | 0 | 0 | 0 | 0 | 0 | 0 | 0 | 0
LV LP: |  | 0 | 0.0052977 | 0.01189 | 0.023975 | 0.0035726 | 0.00040066 | 0 | 0 | 0 | 0 | 0 | 0 | 0 | 0
Exclude List LP: |  | 0 | 0.0067307 | 0 | 0 | 0 | 0 | 0 | 0 | 0 | 0 | 0 | 0 | 0 | 0
Total New Capital Dollars |  | 436612.9108 | 21755065.1327 | 26950304.6614 | 65280211.6197 | 21365281.8896 | 74004353.3016 | 15637370.9871 | 0 | 0 | 0 | 314573364.8731 | 62373.273 | 9143921.8167 | 0 | 549208860.4656
RECB 1:
$ per kW-Mo | 1.18 | 1.1198 | 1.0754 | 1.0366 | 1.0131 | 0.96569 | 0.91933 | 0.87296 | 0.82844 | 0.78619 | 0.74609 | 0.71738 | 0.6808 | 0.64633 | 0.61337
Depreciation |  | -0.03068 | -0.029116 | -0.02796 | -0.026951 | -0.026339 | -0.025108 | -0.023903 | -0.022697 | -0.021539 | -0.020441 | -0.019398 | -0.018652 | -0.017701 | -0.016805
Load Growth |  | -0.0295 | -0.027996 | -0.026885 | -0.025914 | -0.025326 | -0.024142 | -0.022983 | -0.021824 | -0.020711 | -0.019655 | -0.018652 | -0.017934 | -0.01702 | -0.016158
Postage Stamp Percentage | 0.2 | 0.2 | 0.2 | 0.2 | 0.2 | 0.2 | 0.2 | 0.2 | 0.2 | 0.2 | 0.2 | 0.2 | 0.2 | 0.2 | 0.2
New 345 kV Plant |  | 87322.5822 | 2714589.6265 | 3709060.9323 | 9581742.3239 | 3742396.3779 | 14739870.6603 | 3127474.1974 | 0 | 0 | 0 | 62914672.9746 | 12474.6546 | 1828784.3633 | 0
New Plant Rev Reqmt |  | 17464.5164 | 542917.9253 | 741812.1865 | 1916348.4648 | 748479.2756 | 2947974.1321 | 625494.8395 | 0 | 0 | 0 | 12582934.5949 | 2494.9309 | 365756.8727 | 0
RECB Postage Stamp: |  | 1.6595e-05 | 0.0005033 | 0.00067091 | 0.0016909 | 0.00064432 | 0.0024759 | 0.00051251 | 0 | 0 | 0 | 0.0093404 | 1.8068e-06 | 0.00025842 | 0
Rest of New Plant |  | 0 | 3653551 | 10586738.4 | 19553238.4 | 2653300 | 305000 | 0 | 0 | 0 | 0 | 0 | 0 | 0 | 0
Rest of New Plant Rev Reqmt |  | 0 | 730710.2 | 2117347.68 | 3910647.68 | 530660 | 61000 | 0 | 0 | 0 | 0 | 0 | 0 | 0 | 0
RECB LODF LP: |  | 0 | 0.0054302 | 0.015351 | 0.027661 | 0.003662 | 0.00041068 | 0 | 0 | 0 | 0 | 0 | 0 | 0 | 0
Exclude List LP: |  | 0 | 0.0067307 | 0 | 0 | 0 | 0 | 0 | 0 | 0 | 0 | 0 | 0 | 0 | 0
Total New Capital Dollars |  | 87322.5822 | 10896706.6265 | 14295799.3323 | 29134980.7239 | 6395696.3779 | 15044870.6603 | 3127474.1974 | 0 | 0 | 0 | 62914672.9746 | 12474.6546 | 1828784.3633 | 0 | 143738782.4931
All New Plant in RECB 1:
$ per kW-Mo |  | 1.6595e-05 | 0.01268 | 0.028055 | 0.055976 | 0.057428 | 0.057385 | 0.054971 | 0.052168 | 0.049507 | 0.046982 | 0.053927 | 0.051178 | 0.048826 | 0.046336
Depreciation |  | 0 | -4.3147e-07 | -0.00032968 | -0.00072943 | -0.0014554 | -0.0014931 | -0.001492 | -0.0014293 | -0.0013564 | -0.0012872 | -0.0012215 | -0.0014021 | -0.0013306 | -0.0012695
Load Growth |  | 0 | -4.1487e-07 | -0.000317 | -0.00070138 | -0.0013994 | -0.0014357 | -0.0014346 | -0.0013743 | -0.0013042 | -0.0012377 | -0.0011746 | -0.0013482 | -0.0012795 | -0.0012207
Postage Stamp Percentage | 0.2 | 0.2 | 0.2 | 0.2 | 0.2 | 0.2 | 0.2 | 0.2 | 0.2 | 0.2 | 0.2 | 0.2 | 0.2 | 0.2 | 0.2
New 345 kV Plant |  | 87322.5822 | 2714589.6265 | 3709060.9323 | 9581742.3239 | 3742396.3779 | 14739870.6603 | 3127474.1974 | 0 | 0 | 0 | 62914672.9746 | 12474.6546 | 1828784.3633 | 0
New 345 Plant Rev Reqmt |  | 17464.5164 | 542917.9253 | 741812.1865 | 1916348.4648 | 748479.2756 | 2947974.1321 | 625494.8395 | 0 | 0 | 0 | 12582934.5949 | 2494.9309 | 365756.8727 | 0
RECB Postage Stamp: |  | 1.6595e-05 | 0.0005033 | 0.00067091 | 0.0016909 | 0.00064432 | 0.0024759 | 0.00051251 | 0 | 0 | 0 | 0.0093404 | 1.8068e-06 | 0.00025842 | 0
Rest of New Plant |  | 0 | 3653551 | 10586738.4 | 19553238.4 | 2653300 | 305000 | 0 | 0 | 0 | 0 | 0 | 0 | 0 | 0
Rest of New Plant Rev Reqmt |  | 0 | 730710.2 | 2117347.68 | 3910647.68 | 530660 | 61000 | 0 | 0 | 0 | 0 | 0 | 0 | 0 | 0
RECB LODF LP: |  | 0 | 0.0054302 | 0.015351 | 0.027661 | 0.003662 | 0.00041068 | 0 | 0 | 0 | 0 | 0 | 0 | 0 | 0
Exclude List LP: |  | 0 | 0.0067307 | 0 | 0 | 0 | 0 | 0 | 0 | 0 | 0 | 0 | 0 | 0 | 0
Total RECB1 Capital Dollars |  | 87322.5822 | 10896706.6265 | 14295799.3323 | 29134980.7239 | 6395696.3779 | 15044870.6603 | 3127474.1974 | 0 | 0 | 0 | 62914672.9746 | 12474.6546 | 1828784.3633 | 0 | 143738782.4931
All Existing Plant in Hiway-Byway:
Existing All Plant Postage Stamp Rate | 1.6797 | 1.594 | 1.5127 | 1.4356 | 1.3623 | 1.2929 | 1.2269 | 1.1644 | 1.105 | 1.0486 | 0.99514 | 0.94439 | 0.89622 | 0.85052 | 0.80714
Depreciation |  | -0.043671 | -0.041444 | -0.03933 | -0.037324 | -0.035421 | -0.033614 | -0.0319 | -0.030273 | -0.028729 | -0.027264 | -0.025874 | -0.024554 | -0.023302 | -0.022113
Load Growth |  | -0.041991 | -0.03985 | -0.037818 | -0.035889 | -0.034059 | -0.032322 | -0.030673 | -0.029109 | -0.027624 | -0.026215 | -0.024878 | -0.02361 | -0.022406 | -0.021263
RECB1 (New) HB100 (Old) | 1.6797 | 1.594 | 1.5254 | 1.4636 | 1.4183 | 1.3503 | 1.2843 | 1.2193 | 1.1571 | 1.0981 | 1.0421 | 0.99831 | 0.9474 | 0.89934 | 0.85348
Total Existing Capital Dollars |  | 1072481756.284 | 1043229816.3813 | 1014775723.1395 | 987097715.2909 | 960174625.1063 | 933985862.2066 | 908511397.8149 | 883731749.4395 | 859627965.9735 | 836181613.2016 | 813374759.7015 | 791189963.1307 | 769610256.8863 | 748619137.1297 | 901613738.6919
Total New Capital Dollars |  | 87322.5822 | 10896706.6265 | 14295799.3323 | 29134980.7239 | 6395696.3779 | 15044870.6603 | 3127474.1974 | 0 | 0 | 0 | 62914672.9746 | 12474.6546 | 1828784.3633 | 0 | 143738782.4931
345 kV Existing Plant in Hiway-Byway:
Existing 345 kV Postage Stamp Rate | 0.45688 | 0.43358 | 0.41147 | 0.39048 | 0.37057 | 0.35167 | 0.33374 | 0.31672 | 0.30056 | 0.28523 | 0.27069 | 0.25688 | 0.24378 | 0.23135 | 0.21955
Depreciation |  | -0.011879 | -0.011273 | -0.010698 | -0.010153 | -0.0096348 | -0.0091434 | -0.0086771 | -0.0082346 | -0.0078146 | -0.0074161 | -0.0070379 | -0.0066789 | -0.0063383 | -0.0060151
Load Growth |  | -0.011422 | -0.01084 | -0.010287 | -0.0097621 | -0.0092643 | -0.0087918 | -0.0083434 | -0.0079179 | -0.0075141 | -0.0071309 | -0.0067672 | -0.0064221 | -0.0060945 | -0.0057837
Byway Rate | 0.63 | 0.59787 | 0.56738 | 0.53844 | 0.51098 | 0.48492 | 0.46019 | 0.43672 | 0.41445 | 0.39331 | 0.37325 | 0.35421 | 0.33615 | 0.31901 | 0.30274
Depreciation |  | -0.01638 | -0.015545 | -0.014752 | -0.013999 | -0.013285 | -0.012608 | -0.011965 | -0.011355 | -0.010776 | -0.010226 | -0.0097045 | -0.0092096 | -0.0087399 | -0.0082942
Load Growth |  | -0.01575 | -0.014947 | -0.014184 | -0.013461 | -0.012774 | -0.012123 | -0.011505 | -0.010918 | -0.010361 | -0.0098327 | -0.0093313 | -0.0088554 | -0.0084037 | -0.0079752
RECB1 (New) HB345 (Old) | 1.0869 | 1.0315 | 0.99153 | 0.95698 | 0.93753 | 0.89402 | 0.85131 | 0.80841 | 0.76718 | 0.72805 | 0.69092 | 0.66502 | 0.63111 | 0.59918 | 0.56862
Total Existing Capital Dollars | 713444603.3804 | 693985401.8232 | 675056949.9885 | 656644771.6775 | 638734785.53 | 621313294.2547 | 604366974.1539 | 587882864.9338 | 571848359.7928 | 556251195.7794 | 541079444.4145 | 526321502.5681 | 511966083.5856 | 498002208.6558 | 484419198.4147 | 583419502.5409
Total New Capital Dollars | 0 | 87322.5822 | 10896706.6265 | 14295799.3323 | 29134980.7239 | 6395696.3779 | 15044870.6603 | 3127474.1974 | 0 | 0 | 0 | 62914672.9746 | 12474.6546 | 1828784.3633 | 0 | 143738782.4931
All Existing and New Plant in Hiway-Byway:
$ per kW-Mo | 1.6797 | 1.6045 | 1.5999 | 1.6027 | 1.6207 | 1.6165 | 1.6962 | 1.6366 | 1.5603 | 1.4817 | 1.4072 | 1.7149 | 1.6337 | 1.5712 | 1.4911
Existing Plant Postage Stamp Rate | 1.6797 | 1.594 | 1.5135 | 1.4364 | 1.3632 | 1.2937 | 1.2278 | 1.1652 | 1.1058 | 1.0495 | 0.99598 | 0.94523 | 0.89706 | 0.85135 | 0.80798
Depreciation |  | -0.043671 | -0.041444 | -0.03933 | -0.037324 | -0.035421 | -0.033614 | -0.0319 | -0.030273 | -0.028729 | -0.027264 | -0.025874 | -0.024554 | -0.023302 | -0.022113
Load Growth |  | -0.041991 | -0.03985 | -0.037818 | -0.035889 | -0.034059 | -0.032322 | -0.030673 | -0.029109 | -0.027624 | -0.026215 | -0.024878 | -0.02361 | -0.022406 | -0.021263
Existing All Plant |  | 1072481756.284 | 1043808862.422 | 1015369245.3312 | 987706075.5374 | 960798194.359 | 934625020.6905 | 909166535.261 | 884403265.3217 | 860316269.7528 | 836887124.5754 | 814097908.8596 | 791931191.0177 | 770370015.4705 | 749397889.6785
Existing All Plant Rev Reqmt |  | 214496351.2568 | 208761772.4844 | 203073849.0662 | 197541215.1075 | 192159638.8718 | 186925004.1381 | 181833307.0522 | 176880653.0643 | 172063253.9506 | 167377424.9151 | 162819581.7719 | 158386238.2035 | 154074003.0941 | 149879577.9357
New Plant Rate |  | 0.010476 | 0.086308 | 0.16633 | 0.25754 | 0.32277 | 0.46842 | 0.47141 | 0.45451 | 0.43227 | 0.41124 | 0.76965 | 0.73668 | 0.71982 | 0.68311
Depreciation |  | 0 | -0.00027237 | -0.002244 | -0.0043246 | -0.0066959 | -0.008392 | -0.012179 | -0.012257 | -0.011817 | -0.011239 | -0.010692 | -0.020011 | -0.019154 | -0.018715
Load Growth |  | 0 | -0.00026189 | -0.0021577 | -0.0041583 | -0.0064384 | -0.0080693 | -0.01171 | -0.011785 | -0.011363 | -0.010807 | -0.010281 | -0.019241 | -0.018417 | -0.017996
New All Plant Postage Stamp (Less Exclude List): |  | 0.010476 | 0.076367 | 0.084425 | 0.099687 | 0.078369 | 0.16211 | 0.026878 | 0.0071508 | 0.00093586 | 0.0010189 | 0.37938 | 0.0062801 | 0.020716 | 0
New All Plant |  | 6876443.5207 | 51381610.4249 | 58223075.5131 | 70467662.7959 | 56783126.9118 | 120392748.0191 | 20460414.5078 | 5579563.5844 | 748479.2756 | 835302.8716 | 318779983.6911 | 5408869.1432 | 18288467.4909 | 0
New All Plant Rev Reqmt |  | 1375288.7041 | 10276322.085 | 11644615.1026 | 14093532.5592 | 11356625.3824 | 24078549.6038 | 4092082.9016 | 1115912.7169 | 149695.8551 | 167060.5743 | 63755996.7382 | 1081773.8286 | 3657693.4982 | 0
Exclude List LP: |  | 0 | 0 | 0 | 0 | 0 | 0 | 0 | 0 | 0 | 0 | 0 | 0 | 0 | 0
Exclud List New Plant |  | 0 | 0 | 0 | 0 | 0 | 0 | 0 | 0 | 0 | 0 | 0 | 0 | 0 | 0
Exclud List New Plant Rev Reqmt |  | 0 | 0 | 0 | 0 | 0 | 0 | 0 | 0 | 0 | 0 | 0 | 0 | 0 | 0
Total Existing Capital Dollars | 1102553914.2964 | 1072481756.284 | 1043808862.422 | 1015369245.3312 | 987706075.5374 | 960798194.359 | 934625020.6905 | 909166535.261 | 884403265.3217 | 860316269.7528 | 836887124.5754 | 814097908.8596 | 791931191.0177 | 770370015.4705 | 749397889.6785 | 902239953.8972
Total New Capital Dollars | 0 | 6876443.5207 | 51381610.4249 | 58223075.5131 | 70467662.7959 | 56783126.9118 | 120392748.0191 | 20460414.5078 | 5579563.5844 | 748479.2756 | 835302.8716 | 318779983.6911 | 5408869.1432 | 18288467.4909 | 0 | 734225747.75
345 kV Existing and New Plant in Hiway-Byway - Rest in LP:
$ per kW-Mo | 1.0869 | 1.0321 | 1.0118 | 0.99929 | 1.0407 | 1.0171 | 1.0649 | 1.0311 | 0.97851 | 0.9286 | 0.88125 | 1.2107 | 1.149 | 1.1008 | 1.0446
Existing 345 PostageStamp Rate | 0.45688 | 0.43358 | 0.41147 | 0.39048 | 0.37057 | 0.35167 | 0.33374 | 0.31672 | 0.30056 | 0.28523 | 0.27069 | 0.25688 | 0.24378 | 0.23135 | 0.21955
Depreciation |  | -0.011879 | -0.011273 | -0.010698 | -0.010153 | -0.0096348 | -0.0091434 | -0.0086771 | -0.0082346 | -0.0078146 | -0.0074161 | -0.0070379 | -0.0066789 | -0.0063383 | -0.0060151
Load Growth |  | -0.011422 | -0.01084 | -0.010287 | -0.0097621 | -0.0092643 | -0.0087918 | -0.0083434 | -0.0079179 | -0.0075141 | -0.0071309 | -0.0067672 | -0.0064221 | -0.0060945 | -0.0057837
Existing 345 kV Plant |  | 291725198.6695 | 283768393.8757 | 276028610.9328 | 268499930.5696 | 261176594.9633 | 254053003.3357 | 247123707.6697 | 240383408.543 | 233826951.075 | 227449320.9844 | 221245640.7546 | 215211165.903 | 209341281.353 | 203631497.9041
Existing 345 kV Plant Rev Reqmt |  | 58345039.7339 | 56753678.7751 | 55205722.1866 | 53699986.1139 | 52235318.9927 | 50810600.6671 | 49424741.5339 | 48076681.7086 | 46765390.215 | 45489864.1969 | 44249128.1509 | 43042233.1806 | 41868256.2706 | 40726299.5808
Existing Rest of Plant Byway Rate | 0.63 | 0.59787 | 0.57411 | 0.54483 | 0.51704 | 0.49067 | 0.46565 | 0.4419 | 0.41936 | 0.39798 | 0.37768 | 0.35842 | 0.34014 | 0.32279 | 0.30633
Depreciation |  | -0.01638 | -0.015545 | -0.014927 | -0.014166 | -0.013443 | -0.012757 | -0.012107 | -0.011489 | -0.010903 | -0.010347 | -0.0098196 | -0.0093188 | -0.0088436 | -0.0083926
Load Growth |  | -0.01575 | -0.014947 | -0.014353 | -0.013621 | -0.012926 | -0.012267 | -0.011641 | -0.011047 | -0.010484 | -0.0099494 | -0.009442 | -0.0089604 | -0.0085034 | -0.0080698
Rest of Plant |  | 402260203.1537 | 395930336.2627 | 385131336.3411 | 374626879.1424 | 364408931.0138 | 354469677.4204 | 344801516.9688 | 335397055.5935 | 326249100.9022 | 317350656.675 | 308694917.5142 | 300275263.639 | 292085255.8233 | 284118630.4707
Rest of Plant Rev Reqmt |  | 80452040.6307 | 79186067.2525 | 77026267.2682 | 74925375.8285 | 72881786.2028 | 70893935.4841 | 68960303.3938 | 67079411.1187 | 65249820.1804 | 63470131.335 | 61738983.5028 | 60055052.7278 | 58417051.1647 | 56823726.0941
New Plant Rate |  | 0.00066515 | 0.026234 | 0.063975 | 0.15306 | 0.17474 | 0.26548 | 0.27248 | 0.25858 | 0.24539 | 0.23288 | 0.59538 | 0.56508 | 0.54662 | 0.51875
Depreciation |  | 0 | -1.7294e-05 | -0.0006821 | -0.0016633 | -0.0039796 | -0.0045433 | -0.0069024 | -0.0070845 | -0.0067231 | -0.0063803 | -0.0060549 | -0.01548 | -0.014692 | -0.014212
Load Growth |  | 0 | -1.6629e-05 | -0.00065586 | -0.0015994 | -0.0038265 | -0.0043686 | -0.0066369 | -0.006812 | -0.0064646 | -0.0061349 | -0.005822 | -0.014884 | -0.014127 | -0.013666
New EHV Postage Stamp (Less Exclude List): |  | 0.00066515 | 0.020173 | 0.026891 | 0.067774 | 0.025825 | 0.099235 | 0.020542 | 0 | 0 | 0 | 0.37437 | 7.242e-05 | 0.010358 | 0
New 345 kV Plant |  | 436612.9108 | 13572948.1327 | 18545304.6614 | 47908711.6197 | 18711981.8896 | 73699353.3016 | 15637370.9871 | 0 | 0 | 0 | 314573364.8731 | 62373.273 | 9143921.8167 | 0
New 345 Plant Rev Reqmt |  | 87322.5822 | 2714589.6265 | 3709060.9323 | 9581742.3239 | 3742396.3779 | 14739870.6603 | 3127474.1974 | 0 | 0 | 0 | 62914672.9746 | 12474.6546 | 1828784.3633 | 0
New LV LP: |  | 0 | 0.0054302 | 0.012187 | 0.024575 | 0.003662 | 0.00041068 | 0 | 0 | 0 | 0 | 0 | 0 | 0 | 0
New LV Plant |  | 0 | 3653551 | 8405000 | 17371500 | 2653300 | 305000 | 0 | 0 | 0 | 0 | 0 | 0 | 0 | 0
New LV Rev Reqmt |  | 0 | 730710.2 | 1681000 | 3474300 | 530660 | 61000 | 0 | 0 | 0 | 0 | 0 | 0 | 0 | 0
Exclude List LP: |  | 0 | 0 | 0 | 0 | 0 | 0 | 0 | 0 | 0 | 0 | 0 | 0 | 0 | 0
Exclud List New Plant |  | 0 | 0 | 0 | 0 | 0 | 0 | 0 | 0 | 0 | 0 | 0 | 0 | 0 | 0
Exclud List New Plant Rev Reqmt |  | 0 | 0 | 0 | 0 | 0 | 0 | 0 | 0 | 0 | 0 | 0 | 0 | 0 | 0
Total Existing Capital Dollars |  | 693985401.8232 | 679698730.1385 | 661159947.2739 | 643126809.712 | 625585525.9771 | 608522680.7561 | 591925224.6385 | 575780464.1365 | 560076051.9772 | 544799977.6595 | 529940558.2688 | 515486429.542 | 501426537.1763 | 487750128.3748 | 587090319.1039
Total New Capital Dollars |  | 436612.9108 | 17226499.1327 | 26950304.6614 | 65280211.6197 | 21365281.8896 | 74004353.3016 | 15637370.9871 | 0 | 0 | 0 | 314573364.8731 | 62373.273 | 9143921.8167 | 0 | 544680294.4656
Exclude List LP:
Exclud List New Plant |  | 0 | 4528566 | 0 | 0 | 0 | 0 | 0 | 0 | 0 | 0 | 0 | 0 | 0 | 0
Exclud List New Plant Rev Reqmt |  | 0 | 905713.2 | 0 | 0 | 0 | 0 | 0 | 0 | 0 | 0 | 0 | 0 | 0 | 0
Exclude List LP: |  | 0 | 0.0067307 | 0 | 0 | 0 | 0 | 0 | 0 | 0 | 0 | 0 | 0 | 0 | 0
Exclude List Capital Dollars |  | 0 | 4528566 | 0 | 0 | 0 | 0 | 0 | 0 | 0 | 0 | 0 | 0 | 0 | 0 | 4528566
Exclud List New 345 kV Plant |  | 0 | 0 | 0 | 0 | 0 | 0 | 0 | 0 | 0 | 0 | 0 | 0 | 0 | 0
Exclud List New 345 kV Plant Rev Reqmt |  | 0 | 0 | 0 | 0 | 0 | 0 | 0 | 0 | 0 | 0 | 0 | 0 | 0 | 0
Exclude List 345kV LP: |  | 0 | 0 | 0 | 0 | 0 | 0 | 0 | 0 | 0 | 0 | 0 | 0 | 0 | 0
Exclude List 345 kV Capital Dollars |  | 0 | 0 | 0 | 0 | 0 | 0 | 0 | 0 | 0 | 0 | 0 | 0 | 0 | 0 | 0
Exclud List New LV Plant |  | 0 | 4528566 | 0 | 0 | 0 | 0 | 0 | 0 | 0 | 0 | 0 | 0 | 0 | 0
Exclud List New LV Plant Rev Reqmt |  | 0 | 905713.2 | 0 | 0 | 0 | 0 | 0 | 0 | 0 | 0 | 0 | 0 | 0 | 0
Exclude List LV LP: |  | 0 | 0.0067307 | 0 | 0 | 0 | 0 | 0 | 0 | 0 | 0 | 0 | 0 | 0 | 0
Exclude List LV Capital Dollars |  | 0 | 4528566 | 0 | 0 | 0 | 0 | 0 | 0 | 0 | 0 | 0 | 0 | 0 | 0 | 4528566
Exclude List Postage Stamp:
Exclud List New Plant |  | 0 | 4528566 | 0 | 0 | 0 | 0 | 0 | 0 | 0 | 0 | 0 | 0 | 0 | 0
Exclud List New Plant Rev Reqmt |  | 0 | 905713.2 | 0 | 0 | 0 | 0 | 0 | 0 | 0 | 0 | 0 | 0 | 0 | 0
Exclude List Postage Stamp: |  | 0 | 0.00083963 | 0 | 0 | 0 | 0 | 0 | 0 | 0 | 0 | 0 | 0 | 0 | 0
Exclude List Capital Dollars |  | 0 | 4528566 | 0 | 0 | 0 | 0 | 0 | 0 | 0 | 0 | 0 | 0 | 0 | 0 | 4528566
Exclud List New 345 kV Plant |  | 0 | 0 | 0 | 0 | 0 | 0 | 0 | 0 | 0 | 0 | 0 | 0 | 0 | 0
Exclud List New 345 kV Plant Rev Reqmt |  | 0 | 0 | 0 | 0 | 0 | 0 | 0 | 0 | 0 | 0 | 0 | 0 | 0 | 0
Exclude List 345kV Postage Stamp: |  | 0 | 0 | 0 | 0 | 0 | 0 | 0 | 0 | 0 | 0 | 0 | 0 | 0 | 0
Exclude List 345 kV Capital Dollars |  | 0 | 0 | 0 | 0 | 0 | 0 | 0 | 0 | 0 | 0 | 0 | 0 | 0 | 0 | 0
Exclud List New LV Plant |  | 0 | 4528566 | 0 | 0 | 0 | 0 | 0 | 0 | 0 | 0 | 0 | 0 | 0 | 0
Exclud List New LV Plant Rev Reqmt |  | 0 | 905713.2 | 0 | 0 | 0 | 0 | 0 | 0 | 0 | 0 | 0 | 0 | 0 | 0
Exclude List LV Postage Stamp: |  | 0 | 0.00083963 | 0 | 0 | 0 | 0 | 0 | 0 | 0 | 0 | 0 | 0 | 0 | 0
Exclude List LV Capital Dollars |  | 0 | 4528566 | 0 | 0 | 0 | 0 | 0 | 0 | 0 | 0 | 0 | 0 | 0 | 0 | 4528566
Coincident Load kW: | 10940249 | 11213755.225 | 11494099.1056 | 11781451.5833 | 12075987.8728 | 12377887.5697 | 12687334.7589 | 13004518.1279 | 13329631.0811 | 13662871.8581 | 14004443.6546 | 14354554.7459 | 14713418.6146 | 15081254.0799 | 15458285.4319

## Columbia MO
Columbia MO
All New Plant in Local Zone Rate (License Plate): | 2006 | 2007 | 2008 | 2009 | 2010 | 2011 | 2012 | 2013 | 2014 | 2015 | 2016 | 2017 | 2018 | 2019 | 2020 |  |  |  | Capital Dollars 2007-2020
$ per kW-Mo | 0.357 | 0.33879 | 0.32151 | 0.30512 | 0.28956 | 0.27479 | 0.26077 | 0.24748 | 0.23485 | 0.22288 | 0.21151 | 0.20072 | 0.19049 | 0.18077 | 0.17155 |  | LP | New | 0
Depreciation | 0.026 | -0.009282 | -0.0088086 | -0.0083594 | -0.0079331 | -0.0075285 | -0.0071445 | -0.0067801 | -0.0064344 | -0.0061062 | -0.0057948 | -0.0054993 | -0.0052188 | -0.0049526 | -0.0047 |  | HB100 | New | 13892255.0834
Load Growth | 0.025 | -0.008925 | -0.0084698 | -0.0080379 | -0.0076279 | -0.0072389 | -0.0068697 | -0.0065194 | -0.0061869 | -0.0058713 | -0.0055719 | -0.0052877 | -0.0050181 | -0.0047621 | -0.0045193 |  | HB345 | New | 9693054.7282
New All Plant |  | 0 | 0 | 0 | 0 | 0 | 0 | 0 | 0 | 0 | 0 | 0 | 0 | 0 | 0 |  | RECB 1 | New | 1938610.9456
New All Plant Rev Rqmt |  | 0 | 0 | 0 | 0 | 0 | 0 | 0 | 0 | 0 | 0 | 0 | 0 | 0 | 0
New All Plant LP: |  | 0 | 0 | 0 | 0 | 0 | 0 | 0 | 0 | 0 | 0 | 0 | 0 | 0 | 0 |  | RECB 1 | New | 1938610.9456
Total New Capital Dollars |  | 0 | 0 | 0 | 0 | 0 | 0 | 0 | 0 | 0 | 0 | 0 | 0 | 0 | 0 | 0 | HB100 | Existing | 17059396.3546 | Average Balance
Total Existing and New Capital Dollars | 4433940 | 4313004.2865 | 4195367.0946 | 4080938.4571 | 3969630.8607 | 3861359.1789 | 3756040.6073 | 3653594.5998 | 3553942.8071 | 3457009.017 | 3362719.0961 | 3271000.9327 | 3181784.3823 | 3095001.2132 | 3010585.0552 | 3625855.542
All New Plant in Regional Rate (Hiway-Byway 100kV): | [16 empty] | RECB 1 | New | 1938610.9456
$ per kW-Mo | 0.357 | 0.34927 | 0.40782 | 0.47145 | 0.54709 | 0.59756 | 0.72919 | 0.71888 | 0.68937 | 0.65515 | 0.62275 | 0.97037 | 0.92716 | 0.90059 | 0.85466 |  | HB345 | Existing | 8266172.9755 | Average Balance
Depreciation |  | -0.009282 | -0.009081 | -0.010603 | -0.012258 | -0.014224 | -0.015537 | -0.018959 | -0.018691 | -0.017924 | -0.017034 | -0.016192 | -0.02523 | -0.024106 | -0.023415
Load Growth |  | -0.008925 | -0.0087317 | -0.010196 | -0.011786 | -0.013677 | -0.014939 | -0.01823 | -0.017972 | -0.017234 | -0.016379 | -0.015569 | -0.024259 | -0.023179 | -0.022515 |  | HB100 | New | 13892255.0834
New All Plant Postage Stamp (Less Exclude List): |  | 0.010476 | 0.076367 | 0.084425 | 0.099687 | 0.078369 | 0.16211 | 0.026878 | 0.0071508 | 0.00093586 | 0.0010189 | 0.37938 | 0.0062801 | 0.020716 | 0 |  |  | Existing | 17059396.3546 | Average Balance
Exclude List LP: |  | 0 | 0 | 0 | 0 | 0 | 0 | 0 | 0 | 0 | 0 | 0 | 0 | 0 | 0
Total New Capital Dollars |  | 130108.9042 | 972189.3312 | 1101636.4098 | 1333315.7407 | 1074391.2018 | 2277946.2186 | 387130.6588 | 105570.6924 | 14161.9455 | 15804.7312 | 6031622.9205 | 102340.9899 | 346035.3389 | 0 | 13892255.0834 | HB345 | New | 9693054.7282
[18 empty] | Existing | 8266172.9755 | Average Balance
New 345 kV Plant in Regional Rate (Hiway-Byway 345kV):
$ per kW-Mo | 0.357 | 0.33946 | 0.34232 | 0.35175 | 0.40159 | 0.40693 | 0.48541 | 0.4812 | 0.45666 | 0.43337 | 0.41127 | 0.76466 | 0.72574 | 0.69908 | 0.66343 |  | Exclude List |  | 0
Depreciation |  | -0.009282 | -0.0088259 | -0.0089003 | -0.0091455 | -0.010441 | -0.01058 | -0.012621 | -0.012511 | -0.011873 | -0.011268 | -0.010693 | -0.019881 | -0.018869 | -0.018176 |  |  | EHV | 0
Load Growth |  | -0.008925 | -0.0084865 | -0.008558 | -0.0087938 | -0.01004 | -0.010173 | -0.012135 | -0.01203 | -0.011416 | -0.010834 | -0.010282 | -0.019117 | -0.018143 | -0.017477 |  |  | LV | 0
New EHV Postage Stamp (Less Exclude List): |  | 0.00066515 | 0.020173 | 0.026891 | 0.067774 | 0.025825 | 0.099235 | 0.020542 | 0 | 0 | 0 | 0.37437 | 7.242e-05 | 0.010358 | 0
New LV Plant |  | 0 | 0 | 0 | 0 | 0 | 0 | 0 | 0 | 0 | 0 | 0 | 0 | 0 | 0
New LV Rev Reqmt |  | 0 | 0 | 0 | 0 | 0 | 0 | 0 | 0 | 0 | 0 | 0 | 0 | 0 | 0
LV LP: |  | 0 | 0 | 0 | 0 | 0 | 0 | 0 | 0 | 0 | 0 | 0 | 0 | 0 | 0
Exclude List LP: |  | 0 | 0 | 0 | 0 | 0 | 0 | 0 | 0 | 0 | 0 | 0 | 0 | 0 | 0
Total New Capital Dollars |  | 8261.1349 | 256813.1917 | 350894.9444 | 906478.7561 | 354048.6374 | 1394462.4234 | 295874.0513 | 0 | 0 | 0 | 5952029.6594 | 1180.1621 | 173011.7675 | 0 | 9693054.7282
RECB 1:
$ per kW-Mo | 0.357 | 0.33879 | 0.32152 | 0.30514 | 0.28961 | 0.27485 | 0.26088 | 0.24759 | 0.23496 | 0.22298 | 0.2116 | 0.20099 | 0.19074 | 0.18102 | 0.17178
Depreciation |  | -0.009282 | -0.0088086 | -0.0083596 | -0.0079336 | -0.0075298 | -0.0071461 | -0.0067829 | -0.0064372 | -0.0061089 | -0.0057974 | -0.0055017 | -0.0052257 | -0.0049592 | -0.0047064
Load Growth |  | -0.008925 | -0.0084698 | -0.0080381 | -0.0076285 | -0.0072402 | -0.0068713 | -0.006522 | -0.0061896 | -0.005874 | -0.0055744 | -0.0052901 | -0.0050247 | -0.0047685 | -0.0045254
Postage Stamp Percentage | 0.2 | 0.2 | 0.2 | 0.2 | 0.2 | 0.2 | 0.2 | 0.2 | 0.2 | 0.2 | 0.2 | 0.2 | 0.2 | 0.2 | 0.2
New 345 kV Plant |  | 1652.227 | 51362.6383 | 70178.9889 | 181295.7512 | 70809.7275 | 278892.4847 | 59174.8103 | 0 | 0 | 0 | 1190405.9319 | 236.0324 | 34602.3535 | 0
New Plant Rev Reqmt |  | 330.4454 | 10272.5277 | 14035.7978 | 36259.1502 | 14161.9455 | 55778.4969 | 11834.9621 | 0 | 0 | 0 | 238081.1864 | 47.2065 | 6920.4707 | 0
RECB Postage Stamp: |  | 3.1399e-07 | 9.523e-06 | 1.2694e-05 | 3.1994e-05 | 1.2191e-05 | 4.6845e-05 | 9.6971e-06 | 0 | 0 | 0 | 0.00017673 | 3.4187e-08 | 4.8896e-06 | 0
Rest of New Plant |  | 0 | 0 | 0 | 0 | 0 | 0 | 0 | 0 | 0 | 0 | 0 | 0 | 0 | 0
Rest of New Plant Rev Reqmt |  | 0 | 0 | 0 | 0 | 0 | 0 | 0 | 0 | 0 | 0 | 0 | 0 | 0 | 0
RECB LODF LP: |  | 0 | 0 | 0 | 0 | 0 | 0 | 0 | 0 | 0 | 0 | 0 | 0 | 0 | 0
Exclude List LP: |  | 0 | 0 | 0 | 0 | 0 | 0 | 0 | 0 | 0 | 0 | 0 | 0 | 0 | 0
Total New Capital Dollars |  | 1652.227 | 51362.6383 | 70178.9889 | 181295.7512 | 70809.7275 | 278892.4847 | 59174.8103 | 0 | 0 | 0 | 1190405.9319 | 236.0324 | 34602.3535 | 0 | 1938610.9456
All New Plant in RECB 1:
$ per kW-Mo |  | 3.1399e-07 | 9.821e-06 | 2.2014e-05 | 5.2886e-05 | 6.238e-05 | 0.00010604 | 0.00011033 | 0.00010471 | 9.9366e-05 | 9.4298e-05 | 0.00026622 | 0.00025267 | 0.00024468 | 0.0002322
Depreciation |  | 0 | -8.1638e-09 | -2.5535e-07 | -5.7238e-07 | -1.375e-06 | -1.6219e-06 | -2.7571e-06 | -2.8686e-06 | -2.7223e-06 | -2.5835e-06 | -2.4517e-06 | -6.9216e-06 | -6.5695e-06 | -6.3616e-06
Load Growth |  | 0 | -7.8498e-09 | -2.4552e-07 | -5.5036e-07 | -1.3221e-06 | -1.5595e-06 | -2.6511e-06 | -2.7583e-06 | -2.6176e-06 | -2.4841e-06 | -2.3575e-06 | -6.6554e-06 | -6.3169e-06 | -6.1169e-06
Postage Stamp Percentage | 0.2 | 0.2 | 0.2 | 0.2 | 0.2 | 0.2 | 0.2 | 0.2 | 0.2 | 0.2 | 0.2 | 0.2 | 0.2 | 0.2 | 0.2
New 345 kV Plant |  | 1652.227 | 51362.6383 | 70178.9889 | 181295.7512 | 70809.7275 | 278892.4847 | 59174.8103 | 0 | 0 | 0 | 1190405.9319 | 236.0324 | 34602.3535 | 0
New 345 Plant Rev Reqmt |  | 330.4454 | 10272.5277 | 14035.7978 | 36259.1502 | 14161.9455 | 55778.4969 | 11834.9621 | 0 | 0 | 0 | 238081.1864 | 47.2065 | 6920.4707 | 0
RECB Postage Stamp: |  | 3.1399e-07 | 9.523e-06 | 1.2694e-05 | 3.1994e-05 | 1.2191e-05 | 4.6845e-05 | 9.6971e-06 | 0 | 0 | 0 | 0.00017673 | 3.4187e-08 | 4.8896e-06 | 0
Rest of New Plant |  | 0 | 0 | 0 | 0 | 0 | 0 | 0 | 0 | 0 | 0 | 0 | 0 | 0 | 0
Rest of New Plant Rev Reqmt |  | 0 | 0 | 0 | 0 | 0 | 0 | 0 | 0 | 0 | 0 | 0 | 0 | 0 | 0
RECB LODF LP: |  | 0 | 0 | 0 | 0 | 0 | 0 | 0 | 0 | 0 | 0 | 0 | 0 | 0 | 0
Exclude List LP: |  | 0 | 0 | 0 | 0 | 0 | 0 | 0 | 0 | 0 | 0 | 0 | 0 | 0 | 0
Total RECB1 Capital Dollars |  | 1652.227 | 51362.6383 | 70178.9889 | 181295.7512 | 70809.7275 | 278892.4847 | 59174.8103 | 0 | 0 | 0 | 1190405.9319 | 236.0324 | 34602.3535 | 0 | 1938610.9456
All Existing Plant in Hiway-Byway:
Existing All Plant Postage Stamp Rate | 1.6797 | 1.594 | 1.5127 | 1.4356 | 1.3623 | 1.2929 | 1.2269 | 1.1644 | 1.105 | 1.0486 | 0.99514 | 0.94439 | 0.89622 | 0.85052 | 0.80714
Depreciation |  | -0.043671 | -0.041444 | -0.03933 | -0.037324 | -0.035421 | -0.033614 | -0.0319 | -0.030273 | -0.028729 | -0.027264 | -0.025874 | -0.024554 | -0.023302 | -0.022113
Load Growth |  | -0.041991 | -0.03985 | -0.037818 | -0.035889 | -0.034059 | -0.032322 | -0.030673 | -0.029109 | -0.027624 | -0.026215 | -0.024878 | -0.02361 | -0.022406 | -0.021263
RECB1 (New) HB100 (Old) | 1.6797 | 1.594 | 1.5127 | 1.4356 | 1.3624 | 1.2929 | 1.227 | 1.1645 | 1.1051 | 1.0487 | 0.99523 | 0.94465 | 0.89648 | 0.85076 | 0.80737
Total Existing Capital Dollars |  | 20292383.0665 | 19738908.3184 | 19200529.594 | 18676835.1493 | 18167424.4706 | 17671907.9682 | 17189906.6783 | 16721051.9737 | 16264985.2811 | 15821357.8076 | 15389830.2734 | 14970072.6526 | 14561763.921 | 14164591.8101 | 17059396.3546
Total New Capital Dollars |  | 1652.227 | 51362.6383 | 70178.9889 | 181295.7512 | 70809.7275 | 278892.4847 | 59174.8103 | 0 | 0 | 0 | 1190405.9319 | 236.0324 | 34602.3535 | 0 | 1938610.9456
345 kV Existing Plant in Hiway-Byway:
Existing 345 kV Postage Stamp Rate | 0.45688 | 0.43358 | 0.41147 | 0.39048 | 0.37057 | 0.35167 | 0.33374 | 0.31672 | 0.30056 | 0.28523 | 0.27069 | 0.25688 | 0.24378 | 0.23135 | 0.21955
Depreciation |  | -0.011879 | -0.011273 | -0.010698 | -0.010153 | -0.0096348 | -0.0091434 | -0.0086771 | -0.0082346 | -0.0078146 | -0.0074161 | -0.0070379 | -0.0066789 | -0.0063383 | -0.0060151
Load Growth |  | -0.011422 | -0.01084 | -0.010287 | -0.0097621 | -0.0092643 | -0.0087918 | -0.0083434 | -0.0079179 | -0.0075141 | -0.0071309 | -0.0067672 | -0.0064221 | -0.0060945 | -0.0057837
Byway Rate | 0.357 | 0.33879 | 0.32151 | 0.30512 | 0.28956 | 0.27479 | 0.26077 | 0.24748 | 0.23485 | 0.22288 | 0.21151 | 0.20072 | 0.19049 | 0.18077 | 0.17155
Depreciation |  | -0.009282 | -0.0088086 | -0.0083594 | -0.0079331 | -0.0075285 | -0.0071445 | -0.0067801 | -0.0064344 | -0.0061062 | -0.0057948 | -0.0054993 | -0.0052188 | -0.0049526 | -0.0047
Load Growth |  | -0.008925 | -0.0084698 | -0.0080379 | -0.0076279 | -0.0072389 | -0.0068697 | -0.0065194 | -0.0061869 | -0.0058713 | -0.0055719 | -0.0052877 | -0.0050181 | -0.0047621 | -0.0045193
RECB1 (New) HB345 (Old) | 0.81388 | 0.77238 | 0.73299 | 0.69562 | 0.66018 | 0.62652 | 0.59462 | 0.5643 | 0.53552 | 0.50821 | 0.48229 | 0.45787 | 0.43452 | 0.41236 | 0.39133
Total Existing Capital Dollars | 10108432.2246 | 9832724.7357 | 9564537.1685 | 9303664.4173 | 9049906.9703 | 8803070.7577 | 8562967.0027 | 8329412.0777 | 8102227.3633 | 7881239.112 | 7666278.3152 | 7457180.5742 | 7253785.974 | 7055938.9616 | 6863488.2264 | 8266172.9755
Total New Capital Dollars | 0 | 1652.227 | 51362.6383 | 70178.9889 | 181295.7512 | 70809.7275 | 278892.4847 | 59174.8103 | 0 | 0 | 0 | 1190405.9319 | 236.0324 | 34602.3535 | 0 | 1938610.9456
All Existing and New Plant in Hiway-Byway:
$ per kW-Mo | 1.6797 | 1.6045 | 1.599 | 1.6019 | 1.6199 | 1.6156 | 1.6953 | 1.6358 | 1.5595 | 1.4809 | 1.4064 | 1.714 | 1.6329 | 1.5703 | 1.4903
Existing Plant Postage Stamp Rate | 1.6797 | 1.594 | 1.5127 | 1.4356 | 1.3623 | 1.2929 | 1.2269 | 1.1644 | 1.105 | 1.0486 | 0.99514 | 0.94439 | 0.89622 | 0.85052 | 0.80714
Depreciation |  | -0.043671 | -0.041444 | -0.03933 | -0.037324 | -0.035421 | -0.033614 | -0.0319 | -0.030273 | -0.028729 | -0.027264 | -0.025874 | -0.024554 | -0.023302 | -0.022113
Load Growth |  | -0.041991 | -0.03985 | -0.037818 | -0.035889 | -0.034059 | -0.032322 | -0.030673 | -0.029109 | -0.027624 | -0.026215 | -0.024878 | -0.02361 | -0.022406 | -0.021263
Existing All Plant |  | 20292383.0665 | 19738908.3184 | 19200529.594 | 18676835.1493 | 18167424.4706 | 17671907.9682 | 17189906.6783 | 16721051.9737 | 16264985.2811 | 15821357.8076 | 15389830.2734 | 14970072.6526 | 14561763.921 | 14164591.8101
Existing All Plant Rev Reqmt |  | 4058476.6133 | 3947781.6637 | 3840105.9188 | 3735367.0299 | 3633484.8941 | 3534381.5936 | 3437981.3357 | 3344210.3947 | 3252997.0562 | 3164271.5615 | 3077966.0547 | 2994014.5305 | 2912352.7842 | 2832918.362
New Plant Rate |  | 0.010476 | 0.086308 | 0.16633 | 0.25754 | 0.32277 | 0.46842 | 0.47141 | 0.45451 | 0.43227 | 0.41124 | 0.76965 | 0.73668 | 0.71982 | 0.68311
Depreciation |  | 0 | -0.00027237 | -0.002244 | -0.0043246 | -0.0066959 | -0.008392 | -0.012179 | -0.012257 | -0.011817 | -0.011239 | -0.010692 | -0.020011 | -0.019154 | -0.018715
Load Growth |  | 0 | -0.00026189 | -0.0021577 | -0.0041583 | -0.0064384 | -0.0080693 | -0.01171 | -0.011785 | -0.011363 | -0.010807 | -0.010281 | -0.019241 | -0.018417 | -0.017996
New All Plant Postage Stamp (Less Exclude List): |  | 0.010476 | 0.076367 | 0.084425 | 0.099687 | 0.078369 | 0.16211 | 0.026878 | 0.0071508 | 0.00093586 | 0.0010189 | 0.37938 | 0.0062801 | 0.020716 | 0
New All Plant |  | 130108.9042 | 972189.3312 | 1101636.4098 | 1333315.7407 | 1074391.2018 | 2277946.2186 | 387130.6588 | 105570.6924 | 14161.9455 | 15804.7312 | 6031622.9205 | 102340.9899 | 346035.3389 | 0
New All Plant Rev Reqmt |  | 26021.7808 | 194437.8662 | 220327.282 | 266663.1481 | 214878.2404 | 455589.2437 | 77426.1318 | 21114.1385 | 2832.3891 | 3160.9462 | 1206324.5841 | 20468.198 | 69207.0678 | 0
Exclude List LP: |  | 0 | 0 | 0 | 0 | 0 | 0 | 0 | 0 | 0 | 0 | 0 | 0 | 0 | 0
Exclud List New Plant |  | 0 | 0 | 0 | 0 | 0 | 0 | 0 | 0 | 0 | 0 | 0 | 0 | 0 | 0
Exclud List New Plant Rev Reqmt |  | 0 | 0 | 0 | 0 | 0 | 0 | 0 | 0 | 0 | 0 | 0 | 0 | 0 | 0
Total Existing Capital Dollars | 20861377.1276 | 20292383.0665 | 19738908.3184 | 19200529.594 | 18676835.1493 | 18167424.4706 | 17671907.9682 | 17189906.6783 | 16721051.9737 | 16264985.2811 | 15821357.8076 | 15389830.2734 | 14970072.6526 | 14561763.921 | 14164591.8101 | 17059396.3546
Total New Capital Dollars | 0 | 130108.9042 | 972189.3312 | 1101636.4098 | 1333315.7407 | 1074391.2018 | 2277946.2186 | 387130.6588 | 105570.6924 | 14161.9455 | 15804.7312 | 6031622.9205 | 102340.9899 | 346035.3389 | 0 | 13892255.0834
345 kV Existing and New Plant in Hiway-Byway - Rest in LP:
$ per kW-Mo | 0.81388 | 0.77304 | 0.75379 | 0.74224 | 0.77216 | 0.7586 | 0.81915 | 0.79791 | 0.75722 | 0.7186 | 0.68195 | 1.0215 | 0.96952 | 0.93043 | 0.88298
Existing 345 PostageStamp Rate | 0.45688 | 0.43358 | 0.41147 | 0.39048 | 0.37057 | 0.35167 | 0.33374 | 0.31672 | 0.30056 | 0.28523 | 0.27069 | 0.25688 | 0.24378 | 0.23135 | 0.21955
Depreciation |  | -0.011879 | -0.011273 | -0.010698 | -0.010153 | -0.0096348 | -0.0091434 | -0.0086771 | -0.0082346 | -0.0078146 | -0.0074161 | -0.0070379 | -0.0066789 | -0.0063383 | -0.0060151
Load Growth |  | -0.011422 | -0.01084 | -0.010287 | -0.0097621 | -0.0092643 | -0.0087918 | -0.0083434 | -0.0079179 | -0.0075141 | -0.0071309 | -0.0067672 | -0.0064221 | -0.0060945 | -0.0057837
Existing 345 kV Plant |  | 5519720.4492 | 5369170.0739 | 5222725.9602 | 5080276.1096 | 4941711.5787 | 4806926.3954 | 4675817.478 | 4548284.5563 | 4424230.095 | 4303559.2192 | 4186179.6415 | 4072001.5917 | 3960937.7483 | 3852903.1712
Existing 345 kV Plant Rev Reqmt |  | 1103944.0898 | 1073834.0148 | 1044545.192 | 1016055.2219 | 988342.3157 | 961385.2791 | 935163.4956 | 909656.9113 | 884846.019 | 860711.8438 | 837235.9283 | 814400.3183 | 792187.5497 | 770580.6342
Existing Rest of Plant Byway Rate | 0.357 | 0.33879 | 0.32151 | 0.30512 | 0.28956 | 0.27479 | 0.26077 | 0.24748 | 0.23485 | 0.22288 | 0.21151 | 0.20072 | 0.19049 | 0.18077 | 0.17155
Depreciation |  | -0.009282 | -0.0088086 | -0.0083594 | -0.0079331 | -0.0075285 | -0.0071445 | -0.0067801 | -0.0064344 | -0.0061062 | -0.0057948 | -0.0054993 | -0.0052188 | -0.0049526 | -0.0047
Load Growth |  | -0.008925 | -0.0084698 | -0.0080379 | -0.0076279 | -0.0072389 | -0.0068697 | -0.0065194 | -0.0061869 | -0.0058713 | -0.0055719 | -0.0052877 | -0.0050181 | -0.0047621 | -0.0045193
Rest of Plant |  | 4313004.2865 | 4195367.0946 | 4080938.4571 | 3969630.8607 | 3861359.1789 | 3756040.6073 | 3653594.5998 | 3553942.8071 | 3457009.017 | 3362719.0961 | 3271000.9327 | 3181784.3823 | 3095001.2132 | 3010585.0552
Rest of Plant Rev Reqmt |  | 862600.8573 | 839073.4189 | 816187.6914 | 793926.1721 | 772271.8358 | 751208.1215 | 730718.92 | 710788.5614 | 691401.8034 | 672543.8192 | 654200.1865 | 636356.8765 | 619000.2426 | 602117.011
New Plant Rate |  | 0.00066515 | 0.020804 | 0.046634 | 0.11203 | 0.13214 | 0.22464 | 0.23372 | 0.2218 | 0.21049 | 0.19976 | 0.56394 | 0.53525 | 0.51831 | 0.49188
Depreciation |  | 0 | -1.7294e-05 | -0.00054091 | -0.0012125 | -0.0029128 | -0.0034357 | -0.0058406 | -0.0060768 | -0.0057669 | -0.0054728 | -0.0051937 | -0.014662 | -0.013917 | -0.013476
Load Growth |  | 0 | -1.6629e-05 | -0.00052011 | -0.0011659 | -0.0028008 | -0.0033035 | -0.0056159 | -0.0058431 | -0.0055451 | -0.0052623 | -0.0049939 | -0.014099 | -0.013381 | -0.012958
New EHV Postage Stamp (Less Exclude List): |  | 0.00066515 | 0.020173 | 0.026891 | 0.067774 | 0.025825 | 0.099235 | 0.020542 | 0 | 0 | 0 | 0.37437 | 7.242e-05 | 0.010358 | 0
New 345 kV Plant |  | 8261.1349 | 256813.1917 | 350894.9444 | 906478.7561 | 354048.6374 | 1394462.4234 | 295874.0513 | 0 | 0 | 0 | 5952029.6594 | 1180.1621 | 173011.7675 | 0
New 345 Plant Rev Reqmt |  | 1652.227 | 51362.6383 | 70178.9889 | 181295.7512 | 70809.7275 | 278892.4847 | 59174.8103 | 0 | 0 | 0 | 1190405.9319 | 236.0324 | 34602.3535 | 0
New LV LP: |  | 0 | 0 | 0 | 0 | 0 | 0 | 0 | 0 | 0 | 0 | 0 | 0 | 0 | 0
New LV Plant |  | 0 | 0 | 0 | 0 | 0 | 0 | 0 | 0 | 0 | 0 | 0 | 0 | 0 | 0
New LV Rev Reqmt |  | 0 | 0 | 0 | 0 | 0 | 0 | 0 | 0 | 0 | 0 | 0 | 0 | 0 | 0
Exclude List LP: |  | 0 | 0 | 0 | 0 | 0 | 0 | 0 | 0 | 0 | 0 | 0 | 0 | 0 | 0
Exclud List New Plant |  | 0 | 0 | 0 | 0 | 0 | 0 | 0 | 0 | 0 | 0 | 0 | 0 | 0 | 0
Exclud List New Plant Rev Reqmt |  | 0 | 0 | 0 | 0 | 0 | 0 | 0 | 0 | 0 | 0 | 0 | 0 | 0 | 0
Total Existing Capital Dollars |  | 9832724.7357 | 9564537.1685 | 9303664.4173 | 9049906.9703 | 8803070.7577 | 8562967.0027 | 8329412.0777 | 8102227.3633 | 7881239.112 | 7666278.3152 | 7457180.5742 | 7253785.974 | 7055938.9616 | 6863488.2264 | 8266172.9755
Total New Capital Dollars |  | 8261.1349 | 256813.1917 | 350894.9444 | 906478.7561 | 354048.6374 | 1394462.4234 | 295874.0513 | 0 | 0 | 0 | 5952029.6594 | 1180.1621 | 173011.7675 | 0 | 9693054.7282
Exclude List LP:
Exclud List New Plant |  | 0 | 0 | 0 | 0 | 0 | 0 | 0 | 0 | 0 | 0 | 0 | 0 | 0 | 0
Exclud List New Plant Rev Reqmt |  | 0 | 0 | 0 | 0 | 0 | 0 | 0 | 0 | 0 | 0 | 0 | 0 | 0 | 0
Exclude List LP: |  | 0 | 0 | 0 | 0 | 0 | 0 | 0 | 0 | 0 | 0 | 0 | 0 | 0 | 0
Exclude List Capital Dollars |  | 0 | 0 | 0 | 0 | 0 | 0 | 0 | 0 | 0 | 0 | 0 | 0 | 0 | 0 | 0
Exclud List New 345 kV Plant |  | 0 | 0 | 0 | 0 | 0 | 0 | 0 | 0 | 0 | 0 | 0 | 0 | 0 | 0
Exclud List New 345 kV Plant Rev Reqmt |  | 0 | 0 | 0 | 0 | 0 | 0 | 0 | 0 | 0 | 0 | 0 | 0 | 0 | 0
Exclude List 345kV LP: |  | 0 | 0 | 0 | 0 | 0 | 0 | 0 | 0 | 0 | 0 | 0 | 0 | 0 | 0
Exclude List 345 kV Capital Dollars |  | 0 | 0 | 0 | 0 | 0 | 0 | 0 | 0 | 0 | 0 | 0 | 0 | 0 | 0 | 0
Exclud List New LV Plant |  | 0 | 0 | 0 | 0 | 0 | 0 | 0 | 0 | 0 | 0 | 0 | 0 | 0 | 0
Exclud List New LV Plant Rev Reqmt |  | 0 | 0 | 0 | 0 | 0 | 0 | 0 | 0 | 0 | 0 | 0 | 0 | 0 | 0
Exclude List LV LP: |  | 0 | 0 | 0 | 0 | 0 | 0 | 0 | 0 | 0 | 0 | 0 | 0 | 0 | 0
Exclude List LV Capital Dollars |  | 0 | 0 | 0 | 0 | 0 | 0 | 0 | 0 | 0 | 0 | 0 | 0 | 0 | 0 | 0
Exclude List Postage Stamp:
Exclud List New Plant |  | 0 | 0 | 0 | 0 | 0 | 0 | 0 | 0 | 0 | 0 | 0 | 0 | 0 | 0
Exclud List New Plant Rev Reqmt |  | 0 | 0 | 0 | 0 | 0 | 0 | 0 | 0 | 0 | 0 | 0 | 0 | 0 | 0
Exclude List Postage Stamp: |  | 0 | 0 | 0 | 0 | 0 | 0 | 0 | 0 | 0 | 0 | 0 | 0 | 0 | 0
Exclude List Capital Dollars |  | 0 | 0 | 0 | 0 | 0 | 0 | 0 | 0 | 0 | 0 | 0 | 0 | 0 | 0 | 0
Exclud List New 345 kV Plant |  | 0 | 0 | 0 | 0 | 0 | 0 | 0 | 0 | 0 | 0 | 0 | 0 | 0 | 0
Exclud List New 345 kV Plant Rev Reqmt |  | 0 | 0 | 0 | 0 | 0 | 0 | 0 | 0 | 0 | 0 | 0 | 0 | 0 | 0
Exclude List 345kV Postage Stamp: |  | 0 | 0 | 0 | 0 | 0 | 0 | 0 | 0 | 0 | 0 | 0 | 0 | 0 | 0
Exclude List 345 kV Capital Dollars |  | 0 | 0 | 0 | 0 | 0 | 0 | 0 | 0 | 0 | 0 | 0 | 0 | 0 | 0 | 0
Exclud List New LV Plant |  | 0 | 0 | 0 | 0 | 0 | 0 | 0 | 0 | 0 | 0 | 0 | 0 | 0 | 0
Exclud List New LV Plant Rev Reqmt |  | 0 | 0 | 0 | 0 | 0 | 0 | 0 | 0 | 0 | 0 | 0 | 0 | 0 | 0
Exclude List LV Postage Stamp: |  | 0 | 0 | 0 | 0 | 0 | 0 | 0 | 0 | 0 | 0 | 0 | 0 | 0 | 0
Exclude List LV Capital Dollars |  | 0 | 0 | 0 | 0 | 0 | 0 | 0 | 0 | 0 | 0 | 0 | 0 | 0 | 0 | 0
Coincident Load kW: | 207000 | 212175 | 217479.375 | 222916.3594 | 228489.2684 | 234201.5001 | 240056.5376 | 246057.951 | 252209.3998 | 258514.6348 | 264977.5006 | 271601.9382 | 278391.9866 | 285351.7863 | 292485.5809

## CWLP
CLWP
All New Plant in Local Zone Rate (License Plate): | 2006 | 2007 | 2008 | 2009 | 2010 | 2011 | 2012 | 2013 | 2014 | 2015 | 2016 | 2017 | 2018 | 2019 | 2020 |  |  |  | Capital Dollars 2007-2020
$ per kW-Mo | 1.903 | 1.8059 | 1.7138 | 1.6264 | 1.5435 | 1.4648 | 1.3901 | 1.3192 | 1.2519 | 1.188 | 1.1275 | 1.07 | 1.0154 | 0.96361 | 0.91446 |  | LP | New | 0
Depreciation | 0.026 | -0.049478 | -0.046955 | -0.04456 | -0.042287 | -0.040131 | -0.038084 | -0.036142 | -0.034299 | -0.032549 | -0.030889 | -0.029314 | -0.027819 | -0.0264 | -0.025054 |  | HB100 | New | 21811511.6044
Load Growth | 0.025 | -0.047575 | -0.045149 | -0.042846 | -0.040661 | -0.038587 | -0.036619 | -0.034752 | -0.032979 | -0.031297 | -0.029701 | -0.028186 | -0.026749 | -0.025385 | -0.02409 |  | HB345 | New | 15218564.1868
New All Plant |  | 0 | 0 | 0 | 0 | 0 | 0 | 0 | 0 | 0 | 0 | 0 | 0 | 0 | 0 |  | RECB 1 | New | 3043712.8374
New All Plant Rev Rqmt |  | 0 | 0 | 0 | 0 | 0 | 0 | 0 | 0 | 0 | 0 | 0 | 0 | 0 | 0
New All Plant LP: |  | 0 | 0 | 0 | 0 | 0 | 0 | 0 | 0 | 0 | 0 | 0 | 0 | 0 | 0 |  | RECB 1 | New | 3043712.8374
Total New Capital Dollars |  | 0 | 0 | 0 | 0 | 0 | 0 | 0 | 0 | 0 | 0 | 0 | 0 | 0 | 0 | 0 | HB100 | Existing | 26784076.4022 | Average Balance
Total Existing and New Capital Dollars | 37108500 | 36096365.6625 | 35111837.2891 | 34154161.927 | 33222607.1604 | 32316460.5501 | 31435029.0886 | 30577638.6702 | 29743633.5755 | 28932375.9697 | 28143245.4152 | 27375638.3965 | 26628967.8592 | 25902662.7608 | 25196167.634 | 30345485.1399
All New Plant in Regional Rate (Hiway-Byway 100kV): | [16 empty] | RECB 1 | New | 3043712.8374
$ per kW-Mo | 1.903 | 1.8164 | 1.8002 | 1.7928 | 1.801 | 1.7875 | 1.8585 | 1.7906 | 1.7064 | 1.6203 | 1.5387 | 1.8396 | 1.7521 | 1.6834 | 1.5976 |  | HB345 | Existing | 37631007.6804 | Average Balance
Depreciation |  | -0.049478 | -0.047227 | -0.046804 | -0.046612 | -0.046827 | -0.046476 | -0.048321 | -0.046555 | -0.044367 | -0.042128 | -0.040006 | -0.04783 | -0.045554 | -0.043769
Load Growth |  | -0.047575 | -0.045411 | -0.045004 | -0.044819 | -0.045026 | -0.044689 | -0.046462 | -0.044764 | -0.04266 | -0.040508 | -0.038468 | -0.04599 | -0.043802 | -0.042086 |  | HB100 | New | 21811511.6044
New All Plant Postage Stamp (Less Exclude List): |  | 0.010476 | 0.076367 | 0.084425 | 0.099687 | 0.078369 | 0.16211 | 0.026878 | 0.0071508 | 0.00093586 | 0.0010189 | 0.37938 | 0.0062801 | 0.020716 | 0 |  |  | Existing | 26784076.4022 | Average Balance
Exclude List LP: |  | 0 | 0 | 0 | 0 | 0 | 0 | 0 | 0 | 0 | 0 | 0 | 0 | 0 | 0
Total New Capital Dollars |  | 204277.265 | 1526384.2156 | 1729622.3826 | 2093370.1243 | 1686846.0897 | 3576485.6089 | 607813.8363 | 165751.0871 | 22234.9386 | 24814.1915 | 9469939.3679 | 160680.2982 | 543292.1988 | 0 | 21811511.6044 | HB345 | New | 15218564.1868
[18 empty] | Existing | 37631007.6804 | Average Balance
New 345 kV Plant in Regional Rate (Hiway-Byway 345kV):
$ per kW-Mo | 1.903 | 1.8066 | 1.7346 | 1.6731 | 1.6555 | 1.5969 | 1.6147 | 1.5529 | 1.4737 | 1.3985 | 1.3272 | 1.6339 | 1.5506 | 1.4819 | 1.4063 |  | Exclude List |  | 0
Depreciation |  | -0.049478 | -0.046972 | -0.045101 | -0.0435 | -0.043044 | -0.04152 | -0.041982 | -0.040375 | -0.038316 | -0.036362 | -0.034508 | -0.042481 | -0.040317 | -0.03853 |  |  | EHV | 0
Load Growth |  | -0.047575 | -0.045165 | -0.043366 | -0.041827 | -0.041388 | -0.039923 | -0.040368 | -0.038822 | -0.036843 | -0.034964 | -0.03318 | -0.040848 | -0.038766 | -0.037048 |  |  | LV | 0
New EHV Postage Stamp (Less Exclude List): |  | 0.00066515 | 0.020173 | 0.026891 | 0.067774 | 0.025825 | 0.099235 | 0.020542 | 0 | 0 | 0 | 0.37437 | 7.242e-05 | 0.010358 | 0
New LV Plant |  | 0 | 0 | 0 | 0 | 0 | 0 | 0 | 0 | 0 | 0 | 0 | 0 | 0 | 0
New LV Rev Reqmt |  | 0 | 0 | 0 | 0 | 0 | 0 | 0 | 0 | 0 | 0 | 0 | 0 | 0 | 0
LV LP: |  | 0 | 0 | 0 | 0 | 0 | 0 | 0 | 0 | 0 | 0 | 0 | 0 | 0 | 0
Exclude List LP: |  | 0 | 0 | 0 | 0 | 0 | 0 | 0 | 0 | 0 | 0 | 0 | 0 | 0 | 0
Total New Capital Dollars |  | 12970.3808 | 403209.1174 | 550922.0142 | 1423215.4384 | 555873.4645 | 2189373.3701 | 464536.554 | 0 | 0 | 0 | 9344974.1029 | 1852.9115 | 271636.833 | 0 | 15218564.1868
RECB 1:
$ per kW-Mo | 1.903 | 1.8059 | 1.7139 | 1.6265 | 1.5436 | 1.4649 | 1.3902 | 1.3193 | 1.2521 | 1.1882 | 1.1276 | 1.0704 | 1.0158 | 0.96399 | 0.91483
Depreciation |  | -0.049478 | -0.046955 | -0.04456 | -0.042288 | -0.040133 | -0.038087 | -0.036146 | -0.034303 | -0.032554 | -0.030893 | -0.029318 | -0.02783 | -0.02641 | -0.025064
Load Growth |  | -0.047575 | -0.045149 | -0.042846 | -0.040662 | -0.038589 | -0.036622 | -0.034756 | -0.032984 | -0.031302 | -0.029705 | -0.02819 | -0.026759 | -0.025395 | -0.0241
Postage Stamp Percentage | 0.2 | 0.2 | 0.2 | 0.2 | 0.2 | 0.2 | 0.2 | 0.2 | 0.2 | 0.2 | 0.2 | 0.2 | 0.2 | 0.2 | 0.2
New 345 kV Plant |  | 2594.0762 | 80641.8235 | 110184.4028 | 284643.0877 | 111174.6929 | 437874.674 | 92907.3108 | 0 | 0 | 0 | 1868994.8206 | 370.5823 | 54327.3666 | 0
New Plant Rev Reqmt |  | 518.8152 | 16128.3647 | 22036.8806 | 56928.6175 | 22234.9386 | 87574.9348 | 18581.4622 | 0 | 0 | 0 | 373798.9641 | 74.1165 | 10865.4733 | 0
RECB Postage Stamp: |  | 4.9298e-07 | 1.4952e-05 | 1.9931e-05 | 5.0232e-05 | 1.9141e-05 | 7.355e-05 | 1.5225e-05 | 0 | 0 | 0 | 0.00027747 | 5.3675e-08 | 7.6768e-06 | 0
Rest of New Plant |  | 0 | 0 | 0 | 0 | 0 | 0 | 0 | 0 | 0 | 0 | 0 | 0 | 0 | 0
Rest of New Plant Rev Reqmt |  | 0 | 0 | 0 | 0 | 0 | 0 | 0 | 0 | 0 | 0 | 0 | 0 | 0 | 0
RECB LODF LP: |  | 0 | 0 | 0 | 0 | 0 | 0 | 0 | 0 | 0 | 0 | 0 | 0 | 0 | 0
Exclude List LP: |  | 0 | 0 | 0 | 0 | 0 | 0 | 0 | 0 | 0 | 0 | 0 | 0 | 0 | 0
Total New Capital Dollars |  | 2594.0762 | 80641.8235 | 110184.4028 | 284643.0877 | 111174.6929 | 437874.674 | 92907.3108 | 0 | 0 | 0 | 1868994.8206 | 370.5823 | 54327.3666 | 0 | 3043712.8374
All New Plant in RECB 1:
$ per kW-Mo |  | 4.9298e-07 | 1.5419e-05 | 3.4564e-05 | 8.3033e-05 | 9.7939e-05 | 0.00016649 | 0.00017323 | 0.00016439 | 0.00015601 | 0.00014805 | 0.00041797 | 0.00039671 | 0.00038416 | 0.00036456
Depreciation |  | 0 | -1.2818e-08 | -4.009e-07 | -8.9866e-07 | -2.1589e-06 | -2.5464e-06 | -4.3288e-06 | -4.5039e-06 | -4.2742e-06 | -4.0562e-06 | -3.8494e-06 | -1.0867e-05 | -1.0314e-05 | -9.988e-06
Load Growth |  | 0 | -1.2325e-08 | -3.8549e-07 | -8.6409e-07 | -2.0758e-06 | -2.4485e-06 | -4.1623e-06 | -4.3307e-06 | -4.1098e-06 | -3.9002e-06 | -3.7013e-06 | -1.0449e-05 | -9.9178e-06 | -9.6039e-06
Postage Stamp Percentage | 0.2 | 0.2 | 0.2 | 0.2 | 0.2 | 0.2 | 0.2 | 0.2 | 0.2 | 0.2 | 0.2 | 0.2 | 0.2 | 0.2 | 0.2
New 345 kV Plant |  | 2594.0762 | 80641.8235 | 110184.4028 | 284643.0877 | 111174.6929 | 437874.674 | 92907.3108 | 0 | 0 | 0 | 1868994.8206 | 370.5823 | 54327.3666 | 0
New 345 Plant Rev Reqmt |  | 518.8152 | 16128.3647 | 22036.8806 | 56928.6175 | 22234.9386 | 87574.9348 | 18581.4622 | 0 | 0 | 0 | 373798.9641 | 74.1165 | 10865.4733 | 0
RECB Postage Stamp: |  | 4.9298e-07 | 1.4952e-05 | 1.9931e-05 | 5.0232e-05 | 1.9141e-05 | 7.355e-05 | 1.5225e-05 | 0 | 0 | 0 | 0.00027747 | 5.3675e-08 | 7.6768e-06 | 0
Rest of New Plant |  | 0 | 0 | 0 | 0 | 0 | 0 | 0 | 0 | 0 | 0 | 0 | 0 | 0 | 0
Rest of New Plant Rev Reqmt |  | 0 | 0 | 0 | 0 | 0 | 0 | 0 | 0 | 0 | 0 | 0 | 0 | 0 | 0
RECB LODF LP: |  | 0 | 0 | 0 | 0 | 0 | 0 | 0 | 0 | 0 | 0 | 0 | 0 | 0 | 0
Exclude List LP: |  | 0 | 0 | 0 | 0 | 0 | 0 | 0 | 0 | 0 | 0 | 0 | 0 | 0 | 0
Total RECB1 Capital Dollars |  | 2594.0762 | 80641.8235 | 110184.4028 | 284643.0877 | 111174.6929 | 437874.674 | 92907.3108 | 0 | 0 | 0 | 1868994.8206 | 370.5823 | 54327.3666 | 0 | 3043712.8374
All Existing Plant in Hiway-Byway:
Existing All Plant Postage Stamp Rate | 1.6797 | 1.594 | 1.5127 | 1.4356 | 1.3623 | 1.2929 | 1.2269 | 1.1644 | 1.105 | 1.0486 | 0.99514 | 0.94439 | 0.89622 | 0.85052 | 0.80714
Depreciation |  | -0.043671 | -0.041444 | -0.03933 | -0.037324 | -0.035421 | -0.033614 | -0.0319 | -0.030273 | -0.028729 | -0.027264 | -0.025874 | -0.024554 | -0.023302 | -0.022113
Load Growth |  | -0.041991 | -0.03985 | -0.037818 | -0.035889 | -0.034059 | -0.032322 | -0.030673 | -0.029109 | -0.027624 | -0.026215 | -0.024878 | -0.02361 | -0.022406 | -0.021263
RECB1 (New) HB100 (Old) | 1.6797 | 1.594 | 1.5127 | 1.4356 | 1.3624 | 1.293 | 1.2271 | 1.1645 | 1.1051 | 1.0488 | 0.99529 | 0.9448 | 0.89662 | 0.8509 | 0.8075
Total Existing Capital Dollars |  | 31860021.7228 | 30991039.6303 | 30145759.0243 | 29323533.447 | 28523734.0722 | 27745749.2254 | 26988983.9153 | 26252859.379 | 25536812.6394 | 24840296.0747 | 24162776.9992 | 23503737.2566 | 22862672.8229 | 22239093.4217 | 26784076.4022
Total New Capital Dollars |  | 2594.0762 | 80641.8235 | 110184.4028 | 284643.0877 | 111174.6929 | 437874.674 | 92907.3108 | 0 | 0 | 0 | 1868994.8206 | 370.5823 | 54327.3666 | 0 | 3043712.8374
345 kV Existing Plant in Hiway-Byway:
Existing 345 kV Postage Stamp Rate | 0.45688 | 0.43358 | 0.41147 | 0.39048 | 0.37057 | 0.35167 | 0.33374 | 0.31672 | 0.30056 | 0.28523 | 0.27069 | 0.25688 | 0.24378 | 0.23135 | 0.21955
Depreciation |  | -0.011879 | -0.011273 | -0.010698 | -0.010153 | -0.0096348 | -0.0091434 | -0.0086771 | -0.0082346 | -0.0078146 | -0.0074161 | -0.0070379 | -0.0066789 | -0.0063383 | -0.0060151
Load Growth |  | -0.011422 | -0.01084 | -0.010287 | -0.0097621 | -0.0092643 | -0.0087918 | -0.0083434 | -0.0079179 | -0.0075141 | -0.0071309 | -0.0067672 | -0.0064221 | -0.0060945 | -0.0057837
Byway Rate | 1.903 | 1.8059 | 1.7138 | 1.6264 | 1.5435 | 1.4648 | 1.3901 | 1.3192 | 1.2519 | 1.188 | 1.1275 | 1.07 | 1.0154 | 0.96361 | 0.91446
Depreciation |  | -0.049478 | -0.046955 | -0.04456 | -0.042287 | -0.040131 | -0.038084 | -0.036142 | -0.034299 | -0.032549 | -0.030889 | -0.029314 | -0.027819 | -0.0264 | -0.025054
Load Growth |  | -0.047575 | -0.045149 | -0.042846 | -0.040661 | -0.038587 | -0.036619 | -0.034752 | -0.032979 | -0.031297 | -0.029701 | -0.028186 | -0.026749 | -0.025385 | -0.02409
RECB1 (New) HB345 (Old) | 2.3599 | 2.2395 | 2.1253 | 2.017 | 1.9141 | 1.8165 | 1.724 | 1.6361 | 1.5526 | 1.4734 | 1.3983 | 1.3273 | 1.2596 | 1.1953 | 1.1344
Total Existing Capital Dollars | 46017726.9227 | 44762593.4209 | 43541693.6853 | 42354093.9901 | 41198886.0765 | 40075186.4588 | 38982135.7481 | 37918897.9956 | 36884660.0527 | 35878630.9498 | 34900041.2906 | 33948142.6644 | 33022207.0733 | 32121526.3753 | 31245411.7435 | 37631007.6804
Total New Capital Dollars | 0 | 2594.0762 | 80641.8235 | 110184.4028 | 284643.0877 | 111174.6929 | 437874.674 | 92907.3108 | 0 | 0 | 0 | 1868994.8206 | 370.5823 | 54327.3666 | 0 | 3043712.8374
All Existing and New Plant in Hiway-Byway:
$ per kW-Mo | 1.6797 | 1.6045 | 1.599 | 1.6019 | 1.6199 | 1.6156 | 1.6953 | 1.6358 | 1.5595 | 1.4809 | 1.4064 | 1.714 | 1.6329 | 1.5703 | 1.4903
Existing Plant Postage Stamp Rate | 1.6797 | 1.594 | 1.5127 | 1.4356 | 1.3623 | 1.2929 | 1.2269 | 1.1644 | 1.105 | 1.0486 | 0.99514 | 0.94439 | 0.89622 | 0.85052 | 0.80714
Depreciation |  | -0.043671 | -0.041444 | -0.03933 | -0.037324 | -0.035421 | -0.033614 | -0.0319 | -0.030273 | -0.028729 | -0.027264 | -0.025874 | -0.024554 | -0.023302 | -0.022113
Load Growth |  | -0.041991 | -0.03985 | -0.037818 | -0.035889 | -0.034059 | -0.032322 | -0.030673 | -0.029109 | -0.027624 | -0.026215 | -0.024878 | -0.02361 | -0.022406 | -0.021263
Existing All Plant |  | 31860021.7228 | 30991039.6303 | 30145759.0243 | 29323533.447 | 28523734.0722 | 27745749.2254 | 26988983.9153 | 26252859.379 | 25536812.6394 | 24840296.0747 | 24162776.9992 | 23503737.2566 | 22862672.8229 | 22239093.4217
Existing All Plant Rev Reqmt |  | 6372004.3446 | 6198207.9261 | 6029151.8049 | 5864706.6894 | 5704746.8144 | 5549149.8451 | 5397796.7831 | 5250571.8758 | 5107362.5279 | 4968059.2149 | 4832555.3998 | 4700747.4513 | 4572534.5646 | 4447818.6843
New Plant Rate |  | 0.010476 | 0.086308 | 0.16633 | 0.25754 | 0.32277 | 0.46842 | 0.47141 | 0.45451 | 0.43227 | 0.41124 | 0.76965 | 0.73668 | 0.71982 | 0.68311
Depreciation |  | 0 | -0.00027237 | -0.002244 | -0.0043246 | -0.0066959 | -0.008392 | -0.012179 | -0.012257 | -0.011817 | -0.011239 | -0.010692 | -0.020011 | -0.019154 | -0.018715
Load Growth |  | 0 | -0.00026189 | -0.0021577 | -0.0041583 | -0.0064384 | -0.0080693 | -0.01171 | -0.011785 | -0.011363 | -0.010807 | -0.010281 | -0.019241 | -0.018417 | -0.017996
New All Plant Postage Stamp (Less Exclude List): |  | 0.010476 | 0.076367 | 0.084425 | 0.099687 | 0.078369 | 0.16211 | 0.026878 | 0.0071508 | 0.00093586 | 0.0010189 | 0.37938 | 0.0062801 | 0.020716 | 0
New All Plant |  | 204277.265 | 1526384.2156 | 1729622.3826 | 2093370.1243 | 1686846.0897 | 3576485.6089 | 607813.8363 | 165751.0871 | 22234.9386 | 24814.1915 | 9469939.3679 | 160680.2982 | 543292.1988 | 0
New All Plant Rev Reqmt |  | 40855.453 | 305276.8431 | 345924.4765 | 418674.0249 | 337369.2179 | 715297.1218 | 121562.7673 | 33150.2174 | 4446.9877 | 4962.8383 | 1893987.8736 | 32136.0596 | 108658.4398 | 0
Exclude List LP: |  | 0 | 0 | 0 | 0 | 0 | 0 | 0 | 0 | 0 | 0 | 0 | 0 | 0 | 0
Exclud List New Plant |  | 0 | 0 | 0 | 0 | 0 | 0 | 0 | 0 | 0 | 0 | 0 | 0 | 0 | 0
Exclud List New Plant Rev Reqmt |  | 0 | 0 | 0 | 0 | 0 | 0 | 0 | 0 | 0 | 0 | 0 | 0 | 0 | 0
Total Existing Capital Dollars | 32753369.8864 | 31860021.7228 | 30991039.6303 | 30145759.0243 | 29323533.447 | 28523734.0722 | 27745749.2254 | 26988983.9153 | 26252859.379 | 25536812.6394 | 24840296.0747 | 24162776.9992 | 23503737.2566 | 22862672.8229 | 22239093.4217 | 26784076.4022
Total New Capital Dollars | 0 | 204277.265 | 1526384.2156 | 1729622.3826 | 2093370.1243 | 1686846.0897 | 3576485.6089 | 607813.8363 | 165751.0871 | 22234.9386 | 24814.1915 | 9469939.3679 | 160680.2982 | 543292.1988 | 0 | 21811511.6044
345 kV Existing and New Plant in Hiway-Byway - Rest in LP:
$ per kW-Mo | 2.3599 | 2.2402 | 2.1461 | 2.0636 | 2.0261 | 1.9486 | 1.9484 | 1.8696 | 1.7743 | 1.6838 | 1.5979 | 1.8908 | 1.7944 | 1.7133 | 1.6259
Existing 345 PostageStamp Rate | 0.45688 | 0.43358 | 0.41147 | 0.39048 | 0.37057 | 0.35167 | 0.33374 | 0.31672 | 0.30056 | 0.28523 | 0.27069 | 0.25688 | 0.24378 | 0.23135 | 0.21955
Depreciation |  | -0.011879 | -0.011273 | -0.010698 | -0.010153 | -0.0096348 | -0.0091434 | -0.0086771 | -0.0082346 | -0.0078146 | -0.0074161 | -0.0070379 | -0.0066789 | -0.0063383 | -0.0060151
Load Growth |  | -0.011422 | -0.01084 | -0.010287 | -0.0097621 | -0.0092643 | -0.0087918 | -0.0083434 | -0.0079179 | -0.0075141 | -0.0071309 | -0.0067672 | -0.0064221 | -0.0060945 | -0.0057837
Existing 345 kV Plant |  | 8666227.7584 | 8429856.3963 | 8199932.0631 | 7976278.9161 | 7758725.9086 | 7547106.6595 | 7341259.3253 | 7141026.4772 | 6946254.9801 | 6756795.8755 | 6572504.268 | 6393239.2141 | 6218863.6145 | 6049244.1094
Existing 345 kV Plant Rev Reqmt |  | 1733245.5517 | 1685971.2793 | 1639986.4126 | 1595255.7832 | 1551745.1817 | 1509421.3319 | 1468251.8651 | 1428205.2954 | 1389250.996 | 1351359.1751 | 1314500.8536 | 1278647.8428 | 1243772.7229 | 1209848.8219
Existing Rest of Plant Byway Rate | 1.903 | 1.8059 | 1.7138 | 1.6264 | 1.5435 | 1.4648 | 1.3901 | 1.3192 | 1.2519 | 1.188 | 1.1275 | 1.07 | 1.0154 | 0.96361 | 0.91446
Depreciation |  | -0.049478 | -0.046955 | -0.04456 | -0.042287 | -0.040131 | -0.038084 | -0.036142 | -0.034299 | -0.032549 | -0.030889 | -0.029314 | -0.027819 | -0.0264 | -0.025054
Load Growth |  | -0.047575 | -0.045149 | -0.042846 | -0.040661 | -0.038587 | -0.036619 | -0.034752 | -0.032979 | -0.031297 | -0.029701 | -0.028186 | -0.026749 | -0.025385 | -0.02409
Rest of Plant |  | 36096365.6625 | 35111837.2891 | 34154161.927 | 33222607.1604 | 32316460.5501 | 31435029.0886 | 30577638.6702 | 29743633.5755 | 28932375.9697 | 28143245.4152 | 27375638.3965 | 26628967.8592 | 25902662.7608 | 25196167.634
Rest of Plant Rev Reqmt |  | 7219273.1325 | 7022367.4578 | 6830832.3854 | 6644521.4321 | 6463292.11 | 6287005.8177 | 6115527.734 | 5948726.7151 | 5786475.1939 | 5628649.083 | 5475127.6793 | 5325793.5718 | 5180532.5522 | 5039233.5268
New Plant Rate |  | 0.00066515 | 0.020804 | 0.046634 | 0.11203 | 0.13214 | 0.22464 | 0.23372 | 0.2218 | 0.21049 | 0.19976 | 0.56394 | 0.53525 | 0.51831 | 0.49188
Depreciation |  | 0 | -1.7294e-05 | -0.00054091 | -0.0012125 | -0.0029128 | -0.0034357 | -0.0058406 | -0.0060768 | -0.0057669 | -0.0054728 | -0.0051937 | -0.014662 | -0.013917 | -0.013476
Load Growth |  | 0 | -1.6629e-05 | -0.00052011 | -0.0011659 | -0.0028008 | -0.0033035 | -0.0056159 | -0.0058431 | -0.0055451 | -0.0052623 | -0.0049939 | -0.014099 | -0.013381 | -0.012958
New EHV Postage Stamp (Less Exclude List): |  | 0.00066515 | 0.020173 | 0.026891 | 0.067774 | 0.025825 | 0.099235 | 0.020542 | 0 | 0 | 0 | 0.37437 | 7.242e-05 | 0.010358 | 0
New 345 kV Plant |  | 12970.3808 | 403209.1174 | 550922.0142 | 1423215.4384 | 555873.4645 | 2189373.3701 | 464536.554 | 0 | 0 | 0 | 9344974.1029 | 1852.9115 | 271636.833 | 0
New 345 Plant Rev Reqmt |  | 2594.0762 | 80641.8235 | 110184.4028 | 284643.0877 | 111174.6929 | 437874.674 | 92907.3108 | 0 | 0 | 0 | 1868994.8206 | 370.5823 | 54327.3666 | 0
New LV LP: |  | 0 | 0 | 0 | 0 | 0 | 0 | 0 | 0 | 0 | 0 | 0 | 0 | 0 | 0
New LV Plant |  | 0 | 0 | 0 | 0 | 0 | 0 | 0 | 0 | 0 | 0 | 0 | 0 | 0 | 0
New LV Rev Reqmt |  | 0 | 0 | 0 | 0 | 0 | 0 | 0 | 0 | 0 | 0 | 0 | 0 | 0 | 0
Exclude List LP: |  | 0 | 0 | 0 | 0 | 0 | 0 | 0 | 0 | 0 | 0 | 0 | 0 | 0 | 0
Exclud List New Plant |  | 0 | 0 | 0 | 0 | 0 | 0 | 0 | 0 | 0 | 0 | 0 | 0 | 0 | 0
Exclud List New Plant Rev Reqmt |  | 0 | 0 | 0 | 0 | 0 | 0 | 0 | 0 | 0 | 0 | 0 | 0 | 0 | 0
Total Existing Capital Dollars |  | 44762593.4209 | 43541693.6853 | 42354093.9901 | 41198886.0765 | 40075186.4588 | 38982135.7481 | 37918897.9956 | 36884660.0527 | 35878630.9498 | 34900041.2906 | 33948142.6644 | 33022207.0733 | 32121526.3753 | 31245411.7435 | 37631007.6804
Total New Capital Dollars |  | 12970.3808 | 403209.1174 | 550922.0142 | 1423215.4384 | 555873.4645 | 2189373.3701 | 464536.554 | 0 | 0 | 0 | 9344974.1029 | 1852.9115 | 271636.833 | 0 | 15218564.1868
Exclude List LP:
Exclud List New Plant |  | 0 | 0 | 0 | 0 | 0 | 0 | 0 | 0 | 0 | 0 | 0 | 0 | 0 | 0
Exclud List New Plant Rev Reqmt |  | 0 | 0 | 0 | 0 | 0 | 0 | 0 | 0 | 0 | 0 | 0 | 0 | 0 | 0
Exclude List LP: |  | 0 | 0 | 0 | 0 | 0 | 0 | 0 | 0 | 0 | 0 | 0 | 0 | 0 | 0
Exclude List Capital Dollars |  | 0 | 0 | 0 | 0 | 0 | 0 | 0 | 0 | 0 | 0 | 0 | 0 | 0 | 0 | 0
Exclud List New 345 kV Plant |  | 0 | 0 | 0 | 0 | 0 | 0 | 0 | 0 | 0 | 0 | 0 | 0 | 0 | 0
Exclud List New 345 kV Plant Rev Reqmt |  | 0 | 0 | 0 | 0 | 0 | 0 | 0 | 0 | 0 | 0 | 0 | 0 | 0 | 0
Exclude List 345kV LP: |  | 0 | 0 | 0 | 0 | 0 | 0 | 0 | 0 | 0 | 0 | 0 | 0 | 0 | 0
Exclude List 345 kV Capital Dollars |  | 0 | 0 | 0 | 0 | 0 | 0 | 0 | 0 | 0 | 0 | 0 | 0 | 0 | 0 | 0
Exclud List New LV Plant |  | 0 | 0 | 0 | 0 | 0 | 0 | 0 | 0 | 0 | 0 | 0 | 0 | 0 | 0
Exclud List New LV Plant Rev Reqmt |  | 0 | 0 | 0 | 0 | 0 | 0 | 0 | 0 | 0 | 0 | 0 | 0 | 0 | 0
Exclude List LV LP: |  | 0 | 0 | 0 | 0 | 0 | 0 | 0 | 0 | 0 | 0 | 0 | 0 | 0 | 0
Exclude List LV Capital Dollars |  | 0 | 0 | 0 | 0 | 0 | 0 | 0 | 0 | 0 | 0 | 0 | 0 | 0 | 0 | 0
Exclude List Postage Stamp:
Exclud List New Plant |  | 0 | 0 | 0 | 0 | 0 | 0 | 0 | 0 | 0 | 0 | 0 | 0 | 0 | 0
Exclud List New Plant Rev Reqmt |  | 0 | 0 | 0 | 0 | 0 | 0 | 0 | 0 | 0 | 0 | 0 | 0 | 0 | 0
Exclude List Postage Stamp: |  | 0 | 0 | 0 | 0 | 0 | 0 | 0 | 0 | 0 | 0 | 0 | 0 | 0 | 0
Exclude List Capital Dollars |  | 0 | 0 | 0 | 0 | 0 | 0 | 0 | 0 | 0 | 0 | 0 | 0 | 0 | 0 | 0
Exclud List New 345 kV Plant |  | 0 | 0 | 0 | 0 | 0 | 0 | 0 | 0 | 0 | 0 | 0 | 0 | 0 | 0
Exclud List New 345 kV Plant Rev Reqmt |  | 0 | 0 | 0 | 0 | 0 | 0 | 0 | 0 | 0 | 0 | 0 | 0 | 0 | 0
Exclude List 345kV Postage Stamp: |  | 0 | 0 | 0 | 0 | 0 | 0 | 0 | 0 | 0 | 0 | 0 | 0 | 0 | 0
Exclude List 345 kV Capital Dollars |  | 0 | 0 | 0 | 0 | 0 | 0 | 0 | 0 | 0 | 0 | 0 | 0 | 0 | 0 | 0
Exclud List New LV Plant |  | 0 | 0 | 0 | 0 | 0 | 0 | 0 | 0 | 0 | 0 | 0 | 0 | 0 | 0
Exclud List New LV Plant Rev Reqmt |  | 0 | 0 | 0 | 0 | 0 | 0 | 0 | 0 | 0 | 0 | 0 | 0 | 0 | 0
Exclude List LV Postage Stamp: |  | 0 | 0 | 0 | 0 | 0 | 0 | 0 | 0 | 0 | 0 | 0 | 0 | 0 | 0
Exclude List LV Capital Dollars |  | 0 | 0 | 0 | 0 | 0 | 0 | 0 | 0 | 0 | 0 | 0 | 0 | 0 | 0 | 0
Coincident Load kW: | 325000 | 333125 | 341453.125 | 349989.4531 | 358739.1895 | 367707.6692 | 376900.3609 | 386322.8699 | 395980.9417 | 405880.4652 | 416027.4769 | 426428.1638 | 437088.8679 | 448016.0896 | 459216.4918

## Duke (Cin)
Duke (Cinergy)
All New Plant in Local Zone Rate (License Plate): | 2006 | 2007 | 2008 | 2009 | 2010 | 2011 | 2012 | 2013 | 2014 | 2015 | 2016 | 2017 | 2018 | 2019 | 2020 |  |  |  | Capital Dollars 2007-2020
$ per kW-Mo | 1.358 | 1.2913 | 1.2698 | 1.2254 | 1.1982 | 1.1376 | 1.0877 | 1.0322 | 0.98037 | 0.93037 | 0.88378 | 0.8387 | 0.79593 | 0.75534 | 0.71682 |  | LP | New | 72262792
Depreciation | 0.026 | -0.035308 | -0.033573 | -0.033016 | -0.03186 | -0.031153 | -0.029577 | -0.028281 | -0.026838 | -0.02549 | -0.02419 | -0.022978 | -0.021806 | -0.020694 | -0.019639 |  | HB100 | New | 704640000.6234
Load Growth | 0.025 | -0.03395 | -0.032282 | -0.031746 | -0.030634 | -0.029955 | -0.02844 | -0.027193 | -0.025806 | -0.024509 | -0.023259 | -0.022094 | -0.020968 | -0.019898 | -0.018883 |  | HB345 | New | 533463992.0093
New All Plant |  | 1491558 | 27632116 | 12933366 | 23069105 | 343570 | 5593077 | 0 | 554000 | 0 | 646000 | 0 | 0 | 0 | 0 |  | RECB 1 | New | 164503032.0019
New All Plant Rev Rqmt |  | 298311.6 | 5526423.2 | 2586673.2 | 4613821 | 68714 | 1118615.4 | 0 | 110800 | 0 | 129200 | 0 | 0 | 0 | 0
New All Plant LP: |  | 0.0025199 | 0.044434 | 0.02029 | 0.035309 | 0.00051304 | 0.0081482 | 0 | 0.00076819 | 0 | 0.0008526 | 0 | 0 | 0 | 0 |  | RECB 1 | New | 164503032.0019
Total New Capital Dollars |  | 1491558 | 27632116 | 12933366 | 23069105 | 343570 | 5593077 | 0 | 554000 | 0 | 646000 | 0 | 0 | 0 | 0 | 72262792 | HB100 | Existing | 812999734.4846 | Average Balance
Total Existing and New Capital Dollars | 803800200 | 783405396.495 | 789670130.3056 | 781065243.5015 | 782830793.985 | 761822654.0791 | 746637018.1891 | 726272493.518 | 707017411.2573 | 687733511.3652 | 669621579.8427 | 651357651.2525 | 633591871.3146 | 616310653.0245 | 599500779.9633 | 709774084.8638
All New Plant in Regional Rate (Hiway-Byway 100kV): | [16 empty] | RECB 1 | New | 164503032.0019
$ per kW-Mo | 1.358 | 1.3006 | 1.3492 | 1.369 | 1.4236 | 1.4294 | 1.5186 | 1.468 | 1.4003 | 1.3298 | 1.263 | 1.578 | 1.5038 | 1.4478 | 1.374 |  | HB345 | Existing | 736474000.5331 | Average Balance
Depreciation |  | -0.035308 | -0.033814 | -0.035078 | -0.035594 | -0.037013 | -0.037163 | -0.039483 | -0.038168 | -0.036407 | -0.034575 | -0.032838 | -0.041027 | -0.039098 | -0.037643
Load Growth |  | -0.03395 | -0.032514 | -0.033729 | -0.034225 | -0.03559 | -0.035734 | -0.037964 | -0.0367 | -0.035007 | -0.033245 | -0.031575 | -0.039449 | -0.037594 | -0.036195 |  | HB100 | New | 662063267.6234
New All Plant Postage Stamp (Less Exclude List): |  | 0.010476 | 0.076367 | 0.084425 | 0.099687 | 0.078369 | 0.16211 | 0.026878 | 0.0071508 | 0.00093586 | 0.0010189 | 0.37938 | 0.0062801 | 0.020716 | 0 |  |  | Existing | 817943794.4285 | Average Balance
Exclude List LP: |  | 0.0013356 | 0.038578 | 0.0042244 | 0.024716 | 0 | 0 | 0 | 0 | 0 | 0 | 0 | 0 | 0 | 0
Total New Capital Dollars |  | 6991155.6748 | 69736758.6513 | 55127720.7061 | 79295856.6951 | 51202266.693 | 108560093.9438 | 18449487.6779 | 5031182.9978 | 674915.9049 | 753206.1499 | 287449082.6591 | 4877265.0511 | 16491007.8187 | 0 | 704640000.6234 | HB345 | New | 490887259.0093
[18 empty] | Existing | 769057171.258 | Average Balance
New 345 kV Plant in Regional Rate (Hiway-Byway 345kV):
$ per kW-Mo | 1.358 | 1.2919 | 1.2904 | 1.2719 | 1.3107 | 1.2702 | 1.3128 | 1.2664 | 1.2026 | 1.1412 | 1.0839 | 1.403 | 1.3315 | 1.2739 | 1.209 |  | Exclude List |  | 42576733
Depreciation |  | -0.035308 | -0.03359 | -0.03355 | -0.033069 | -0.034078 | -0.033025 | -0.034132 | -0.032926 | -0.031267 | -0.029672 | -0.028181 | -0.036477 | -0.034619 | -0.033123 |  |  | EHV | 200000
Load Growth |  | -0.03395 | -0.032298 | -0.03226 | -0.031797 | -0.032767 | -0.031755 | -0.03282 | -0.031659 | -0.030064 | -0.028531 | -0.027097 | -0.035074 | -0.033287 | -0.031849 |  |  | LV | 42376733
New EHV Postage Stamp (Less Exclude List): |  | 0.00066515 | 0.020173 | 0.026891 | 0.067774 | 0.025825 | 0.099235 | 0.020542 | 0 | 0 | 0 | 0.37437 | 7.242e-05 | 0.010358 | 0
New LV Plant |  | 701003 | 3486233 | 10306337 | 7315083 | 343570 | 5593077 | 0 | 554000 | 0 | 646000 | 0 | 0 | 0 | 0
New LV Rev Reqmt |  | 140200.6 | 697246.6 | 2061267.4 | 1463016.6 | 68714 | 1118615.4 | 0 | 110800 | 0 | 129200 | 0 | 0 | 0 | 0
LV LP: |  | 0.0011843 | 0.0056061 | 0.016169 | 0.011196 | 0.00051304 | 0.0081482 | 0 | 0.00076819 | 0 | 0.0008526 | 0 | 0 | 0 | 0
Exclude List LP: |  | 0.0013356 | 0.038578 | 0.0042244 | 0.024716 | 0 | 0 | 0 | 0 | 0 | 0 | 0 | 0 | 0 | 0
Total New Capital Dollars |  | 1885258.9445 | 39130307.5166 | 29655968.0619 | 66269167.46 | 17216467.6224 | 72048979.4498 | 14100471.0942 | 554000 | 0 | 646000 | 283655906.2297 | 56242.9921 | 8245222.6382 | 0 | 533463992.0093
RECB 1:
$ per kW-Mo | 1.358 | 1.2913 | 1.2712 | 1.2277 | 1.2029 | 1.1426 | 1.0949 | 1.0395 | 0.98731 | 0.93696 | 0.89005 | 0.85308 | 0.80958 | 0.76852 | 0.72933
Depreciation |  | -0.035308 | -0.033573 | -0.033051 | -0.031921 | -0.031274 | -0.029708 | -0.028468 | -0.027028 | -0.02567 | -0.024361 | -0.023141 | -0.02218 | -0.021049 | -0.019982
Load Growth |  | -0.03395 | -0.032282 | -0.031779 | -0.030694 | -0.030071 | -0.028565 | -0.027373 | -0.025989 | -0.024683 | -0.023424 | -0.022251 | -0.021327 | -0.020239 | -0.019213
Postage Stamp Percentage | 0.2 | 0.2 | 0.2 | 0.2 | 0.2 | 0.2 | 0.2 | 0.2 | 0.2 | 0.2 | 0.2 | 0.2 | 0.2 | 0.2 | 0.2
New 345 kV Plant |  | 78740.1889 | 2447789.5033 | 3344520.4124 | 8640012.492 | 3374579.5245 | 13291180.49 | 2820094.2188 | 0 | 0 | 0 | 56731181.2459 | 11248.5984 | 1649044.5276 | 0
New Plant Rev Reqmt |  | 15748.0378 | 489557.9007 | 668904.0825 | 1728002.4984 | 674915.9049 | 2658236.098 | 564018.8438 | 0 | 0 | 0 | 11346236.2492 | 2249.7197 | 329808.9055 | 0
RECB Postage Stamp: |  | 1.4964e-05 | 0.00045384 | 0.00060497 | 0.0015247 | 0.000581 | 0.0022325 | 0.00046214 | 0 | 0 | 0 | 0.0084223 | 1.6292e-06 | 0.00023302 | 0
Rest of New Plant |  | 701003 | 4078837.8 | 10306337 | 7315083 | 343570 | 5593077 | 0 | 554000 | 0 | 646000 | 0 | 0 | 0 | 0
Rest of New Plant Rev Reqmt |  | 140200.6 | 815767.56 | 2061267.4 | 1463016.6 | 68714 | 1118615.4 | 0 | 110800 | 0 | 129200 | 0 | 0 | 0 | 0
RECB LODF LP: |  | 0.0011843 | 0.006723 | 0.016573 | 0.011476 | 0.00052586 | 0.0083519 | 0 | 0.0007874 | 0 | 0.00087392 | 0 | 0 | 0 | 0
Exclude List LP: |  | 0.0013356 | 0.038578 | 0.0042244 | 0.024716 | 0 | 0 | 0 | 0 | 0 | 0 | 0 | 0 | 0 | 0
Total New Capital Dollars |  | 1570298.1889 | 29931754.3033 | 16277886.4124 | 31709117.492 | 3718149.5245 | 18884257.49 | 2820094.2188 | 554000 | 0 | 646000 | 56731181.2459 | 11248.5984 | 1649044.5276 | 0 | 164503032.0019
All New Plant in RECB 1:
$ per kW-Mo |  | 0.0025349 | 0.04816 | 0.067107 | 0.1014 | 0.097336 | 0.10296 | 0.098168 | 0.093949 | 0.089157 | 0.085484 | 0.089547 | 0.084982 | 0.080881 | 0.076756
Depreciation |  | 0 | -6.5908e-05 | -0.0012522 | -0.0017448 | -0.0026364 | -0.0025307 | -0.0026769 | -0.0025524 | -0.0024427 | -0.0023181 | -0.0022226 | -0.0023282 | -0.0022095 | -0.0021029
Load Growth |  | 0 | -6.3373e-05 | -0.001204 | -0.0016777 | -0.002535 | -0.0024334 | -0.0025739 | -0.0024542 | -0.0023487 | -0.0022289 | -0.0021371 | -0.0022387 | -0.0021245 | -0.002022
Postage Stamp Percentage | 0.2 | 0.2 | 0.2 | 0.2 | 0.2 | 0.2 | 0.2 | 0.2 | 0.2 | 0.2 | 0.2 | 0.2 | 0.2 | 0.2 | 0.2
New 345 kV Plant |  | 78740.1889 | 2447789.5033 | 3344520.4124 | 8640012.492 | 3374579.5245 | 13291180.49 | 2820094.2188 | 0 | 0 | 0 | 56731181.2459 | 11248.5984 | 1649044.5276 | 0
New 345 Plant Rev Reqmt |  | 15748.0378 | 489557.9007 | 668904.0825 | 1728002.4984 | 674915.9049 | 2658236.098 | 564018.8438 | 0 | 0 | 0 | 11346236.2492 | 2249.7197 | 329808.9055 | 0
RECB Postage Stamp: |  | 1.4964e-05 | 0.00045384 | 0.00060497 | 0.0015247 | 0.000581 | 0.0022325 | 0.00046214 | 0 | 0 | 0 | 0.0084223 | 1.6292e-06 | 0.00023302 | 0
Rest of New Plant |  | 701003 | 4078837.8 | 10306337 | 7315083 | 343570 | 5593077 | 0 | 554000 | 0 | 646000 | 0 | 0 | 0 | 0
Rest of New Plant Rev Reqmt |  | 140200.6 | 815767.56 | 2061267.4 | 1463016.6 | 68714 | 1118615.4 | 0 | 110800 | 0 | 129200 | 0 | 0 | 0 | 0
RECB LODF LP: |  | 0.0011843 | 0.006723 | 0.016573 | 0.011476 | 0.00052586 | 0.0083519 | 0 | 0.0007874 | 0 | 0.00087392 | 0 | 0 | 0 | 0
Exclude List LP: |  | 0.0013356 | 0.038578 | 0.0042244 | 0.024716 | 0 | 0 | 0 | 0 | 0 | 0 | 0 | 0 | 0 | 0
Total RECB1 Capital Dollars |  | 1570298.1889 | 29931754.3033 | 16277886.4124 | 31709117.492 | 3718149.5245 | 18884257.49 | 2820094.2188 | 554000 | 0 | 646000 | 56731181.2459 | 11248.5984 | 1649044.5276 | 0 | 164503032.0019
All Existing Plant in Hiway-Byway:
Existing All Plant Postage Stamp Rate | 1.6797 | 1.594 | 1.5127 | 1.4356 | 1.3623 | 1.2929 | 1.2269 | 1.1644 | 1.105 | 1.0486 | 0.99514 | 0.94439 | 0.89622 | 0.85052 | 0.80714
Depreciation |  | -0.043671 | -0.041444 | -0.03933 | -0.037324 | -0.035421 | -0.033614 | -0.0319 | -0.030273 | -0.028729 | -0.027264 | -0.025874 | -0.024554 | -0.023302 | -0.022113
Load Growth |  | -0.041991 | -0.03985 | -0.037818 | -0.035889 | -0.034059 | -0.032322 | -0.030673 | -0.029109 | -0.027624 | -0.026215 | -0.024878 | -0.02361 | -0.022406 | -0.021263
RECB1 (New) HB100 (Old) | 1.6797 | 1.5965 | 1.5609 | 1.5027 | 1.4637 | 1.3902 | 1.3299 | 1.2625 | 1.1989 | 1.1378 | 1.0806 | 1.0339 | 0.9812 | 0.9314 | 0.88389
Total Existing Capital Dollars |  | 967074197.8306 | 940697249.0847 | 915039731.6159 | 890082022.9361 | 865805035.7605 | 842190203.4102 | 819219465.6122 | 796875254.6876 | 775140482.116 | 753998525.4663 | 733433215.6842 | 713428824.7264 | 693970053.532 | 675042020.3219 | 812999734.4846
Total New Capital Dollars |  | 1570298.1889 | 29931754.3033 | 16277886.4124 | 31709117.492 | 3718149.5245 | 18884257.49 | 2820094.2188 | 554000 | 0 | 646000 | 56731181.2459 | 11248.5984 | 1649044.5276 | 0 | 164503032.0019
345 kV Existing Plant in Hiway-Byway:
Existing 345 kV Postage Stamp Rate | 0.45688 | 0.43358 | 0.41147 | 0.39048 | 0.37057 | 0.35167 | 0.33374 | 0.31672 | 0.30056 | 0.28523 | 0.27069 | 0.25688 | 0.24378 | 0.23135 | 0.21955
Depreciation |  | -0.011879 | -0.011273 | -0.010698 | -0.010153 | -0.0096348 | -0.0091434 | -0.0086771 | -0.0082346 | -0.0078146 | -0.0074161 | -0.0070379 | -0.0066789 | -0.0063383 | -0.0060151
Load Growth |  | -0.011422 | -0.01084 | -0.010287 | -0.0097621 | -0.0092643 | -0.0087918 | -0.0083434 | -0.0079179 | -0.0075141 | -0.0071309 | -0.0067672 | -0.0064221 | -0.0060945 | -0.0057837
Byway Rate | 1.0647 | 1.0104 | 0.95885 | 0.90995 | 0.86354 | 0.8195 | 0.7777 | 0.73804 | 0.7004 | 0.66468 | 0.63078 | 0.59861 | 0.56808 | 0.53911 | 0.51162
Depreciation |  | -0.027682 | -0.02627 | -0.02493 | -0.023659 | -0.022452 | -0.021307 | -0.02022 | -0.019189 | -0.01821 | -0.017282 | -0.0164 | -0.015564 | -0.01477 | -0.014017
Load Growth |  | -0.026617 | -0.025259 | -0.023971 | -0.022749 | -0.021588 | -0.020487 | -0.019443 | -0.018451 | -0.01751 | -0.016617 | -0.01577 | -0.014965 | -0.014202 | -0.013478
RECB1 (New) HB345 (Old) | 1.5216 | 1.4465 | 1.4185 | 1.3675 | 1.3355 | 1.2685 | 1.2144 | 1.1529 | 1.0949 | 1.0391 | 0.98695 | 0.94504 | 0.89685 | 0.85134 | 0.80792
Total Existing Capital Dollars | 900609936.627 | 876045800.6055 | 852151651.394 | 828909215.1022 | 806300716.2603 | 784308864.2243 | 762916839.9526 | 742108283.1429 | 721867279.7202 | 702178349.6658 | 683026435.1787 | 664396889.1592 | 646275464.0074 | 628648300.7266 | 611501918.3242 | 736474000.5331
Total New Capital Dollars | 0 | 1570298.1889 | 29931754.3033 | 16277886.4124 | 31709117.492 | 3718149.5245 | 18884257.49 | 2820094.2188 | 554000 | 0 | 646000 | 56731181.2459 | 11248.5984 | 1649044.5276 | 0 | 164503032.0019
All Existing and New Plant in Hiway-Byway:
$ per kW-Mo | 1.6797 | 1.6046 | 1.6035 | 1.6069 | 1.6276 | 1.6234 | 1.7031 | 1.6435 | 1.5672 | 1.4886 | 1.4141 | 1.7218 | 1.6406 | 1.5781 | 1.498
Existing Plant Postage Stamp Rate | 1.6797 | 1.5941 | 1.5172 | 1.4405 | 1.3701 | 1.3006 | 1.2347 | 1.1721 | 1.1127 | 1.0564 | 1.0029 | 0.95213 | 0.90397 | 0.85826 | 0.81488
Depreciation |  | -0.043671 | -0.041444 | -0.03933 | -0.037324 | -0.035421 | -0.033614 | -0.0319 | -0.030273 | -0.028729 | -0.027264 | -0.025874 | -0.024554 | -0.023302 | -0.022113
Load Growth |  | -0.041991 | -0.03985 | -0.037818 | -0.035889 | -0.034059 | -0.032322 | -0.030673 | -0.029109 | -0.027624 | -0.026215 | -0.024878 | -0.02361 | -0.022406 | -0.021263
Existing All Plant |  | 967165347.3467 | 943489244.8021 | 918204418.7673 | 895142236.6019 | 870991754.768 | 847506590.3928 | 824668762.2694 | 802460783.7612 | 780865649.4165 | 759866821.9493 | 739448219.5793 | 719594203.7189 | 700289566.9992 | 681519521.6258
Existing All Plant Rev Reqmt |  | 193433069.4693 | 188697848.9604 | 183640883.7535 | 179028447.3204 | 174198350.9536 | 169501318.0786 | 164933752.4539 | 160492156.7522 | 156173129.8833 | 151973364.3899 | 147889643.9159 | 143918840.7438 | 140057913.3999 | 136303904.3252
New Plant Rate |  | 0.010476 | 0.086308 | 0.16633 | 0.25754 | 0.32277 | 0.46842 | 0.47141 | 0.45451 | 0.43227 | 0.41124 | 0.76965 | 0.73668 | 0.71982 | 0.68311
Depreciation |  | 0 | -0.00027237 | -0.002244 | -0.0043246 | -0.0066959 | -0.008392 | -0.012179 | -0.012257 | -0.011817 | -0.011239 | -0.010692 | -0.020011 | -0.019154 | -0.018715
Load Growth |  | 0 | -0.00026189 | -0.0021577 | -0.0041583 | -0.0064384 | -0.0080693 | -0.01171 | -0.011785 | -0.011363 | -0.010807 | -0.010281 | -0.019241 | -0.018417 | -0.017996
New All Plant Postage Stamp (Less Exclude List): |  | 0.010476 | 0.076367 | 0.084425 | 0.099687 | 0.078369 | 0.16211 | 0.026878 | 0.0071508 | 0.00093586 | 0.0010189 | 0.37938 | 0.0062801 | 0.020716 | 0
New All Plant |  | 6200600.6748 | 46331631.6513 | 52500691.7061 | 63541834.6951 | 51202266.693 | 108560093.9438 | 18449487.6779 | 5031182.9978 | 674915.9049 | 753206.1499 | 287449082.6591 | 4877265.0511 | 16491007.8187 | 0
New All Plant Rev Reqmt |  | 1240120.135 | 9266326.3303 | 10500138.3412 | 12708366.939 | 10240453.3386 | 21712018.7888 | 3689897.5356 | 1006236.5996 | 134983.181 | 150641.23 | 57489816.5318 | 975453.0102 | 3298201.5637 | 0
Exclude List LP: |  | 0 | 0 | 0 | 0 | 0 | 0 | 0 | 0 | 0 | 0 | 0 | 0 | 0 | 0
Exclud List New Plant |  | 0 | 0 | 0 | 0 | 0 | 0 | 0 | 0 | 0 | 0 | 0 | 0 | 0 | 0
Exclud List New Plant Rev Reqmt |  | 0 | 0 | 0 | 0 | 0 | 0 | 0 | 0 | 0 | 0 | 0 | 0 | 0 | 0
Total Existing Capital Dollars | 994190750.5519 | 967165347.3467 | 943489244.8021 | 918204418.7673 | 895142236.6019 | 870991754.768 | 847506590.3928 | 824668762.2694 | 802460783.7612 | 780865649.4165 | 759866821.9493 | 739448219.5793 | 719594203.7189 | 700289566.9992 | 681519521.6258 | 817943794.4285
Total New Capital Dollars | 0 | 6200600.6748 | 46331631.6513 | 52500691.7061 | 63541834.6951 | 51202266.693 | 108560093.9438 | 18449487.6779 | 5031182.9978 | 674915.9049 | 753206.1499 | 287449082.6591 | 4877265.0511 | 16491007.8187 | 0 | 662063267.6234
345 kV Existing and New Plant in Hiway-Byway - Rest in LP:
$ per kW-Mo | 1.5216 | 1.4468 | 1.4376 | 1.4119 | 1.4439 | 1.3966 | 1.433 | 1.3804 | 1.3108 | 1.244 | 1.1814 | 1.4955 | 1.4193 | 1.3573 | 1.2881
Existing 345 PostageStamp Rate | 0.45688 | 0.43362 | 0.41151 | 0.39052 | 0.3706 | 0.3517 | 0.33376 | 0.31674 | 0.30059 | 0.28526 | 0.27071 | 0.2569 | 0.2438 | 0.23137 | 0.21957
Depreciation |  | -0.011879 | -0.011274 | -0.010699 | -0.010153 | -0.0096357 | -0.0091442 | -0.0086779 | -0.0082353 | -0.0078153 | -0.0074167 | -0.0070385 | -0.0066795 | -0.0063389 | -0.0060156
Load Growth |  | -0.011422 | -0.010841 | -0.010288 | -0.009763 | -0.0092651 | -0.0087925 | -0.0083441 | -0.0079186 | -0.0075147 | -0.0071315 | -0.0067678 | -0.0064226 | -0.0060951 | -0.0057842
Existing 345 kV Plant |  | 263076403.7393 | 255900994.8273 | 248921295.1934 | 242131966.867 | 235527817.4707 | 229103796.2492 | 222854990.2065 | 216776620.3486 | 210864038.0286 | 205112721.3914 | 199518271.9154 | 194076411.0489 | 188782976.9376 | 183633921.2416
Existing 345 kV Plant Rev Reqmt |  | 52615280.7479 | 51180198.9655 | 49784259.0387 | 48426393.3734 | 47105563.4941 | 45820759.2498 | 44570998.0413 | 43355324.0697 | 42172807.6057 | 41022544.2783 | 39903654.3831 | 38815282.2098 | 37756595.3875 | 36726784.2483
Existing Rest of Plant Byway Rate | 1.0647 | 1.0114 | 0.99837 | 0.95168 | 0.92786 | 0.88054 | 0.83563 | 0.79301 | 0.75257 | 0.71419 | 0.67777 | 0.6432 | 0.6104 | 0.57927 | 0.54972
Depreciation |  | -0.027682 | -0.026296 | -0.025958 | -0.024744 | -0.024124 | -0.022894 | -0.021726 | -0.020618 | -0.019567 | -0.018569 | -0.017622 | -0.016723 | -0.01587 | -0.015061
Load Growth |  | -0.026617 | -0.025284 | -0.024959 | -0.023792 | -0.023196 | -0.022013 | -0.020891 | -0.019825 | -0.018814 | -0.017855 | -0.016944 | -0.01608 | -0.01526 | -0.014482
Rest of Plant |  | 613597775.368 | 620852151.2198 | 606611113.5203 | 606213667.949 | 589679190.1557 | 573595690.2442 | 557950867.7928 | 542732757.8737 | 527929721.9027 | 513530438.7378 | 499523896.0213 | 485899381.7573 | 472646476.1199 | 459755043.4837
Rest of Plant Rev Reqmt |  | 122719555.0736 | 124170430.244 | 121322222.7041 | 121242733.5898 | 117935838.0311 | 114719138.0488 | 111590173.5586 | 108546551.5747 | 105585944.3805 | 102706087.7476 | 99904779.2043 | 97179876.3515 | 94529295.224 | 91951008.6967
New Plant Rate |  | 0.0018495 | 0.027674 | 0.069727 | 0.14542 | 0.16436 | 0.26356 | 0.27066 | 0.25765 | 0.24451 | 0.23291 | 0.5954 | 0.56511 | 0.54665 | 0.51877
Depreciation |  | 0 | -4.8086e-05 | -0.00071954 | -0.0018129 | -0.003781 | -0.0042733 | -0.0068526 | -0.0070372 | -0.0066988 | -0.0063571 | -0.0060556 | -0.015481 | -0.014693 | -0.014213
Load Growth |  | 0 | -4.6237e-05 | -0.00069186 | -0.0017432 | -0.0036355 | -0.0041089 | -0.006589 | -0.0067665 | -0.0064411 | -0.0061126 | -0.0058227 | -0.014885 | -0.014128 | -0.013666
New EHV Postage Stamp (Less Exclude List): |  | 0.00066515 | 0.020173 | 0.026891 | 0.067774 | 0.025825 | 0.099235 | 0.020542 | 0 | 0 | 0 | 0.37437 | 7.242e-05 | 0.010358 | 0
New 345 kV Plant |  | 393700.9445 | 12238947.5166 | 16722602.0619 | 43200062.46 | 16872897.6224 | 66455902.4498 | 14100471.0942 | 0 | 0 | 0 | 283655906.2297 | 56242.9921 | 8245222.6382 | 0
New 345 Plant Rev Reqmt |  | 78740.1889 | 2447789.5033 | 3344520.4124 | 8640012.492 | 3374579.5245 | 13291180.49 | 2820094.2188 | 0 | 0 | 0 | 56731181.2459 | 11248.5984 | 1649044.5276 | 0
New LV LP: |  | 0.0011843 | 0.0057462 | 0.016573 | 0.011476 | 0.00052586 | 0.0083519 | 0 | 0.0007874 | 0 | 0.00087392 | 0 | 0 | 0 | 0
New LV Plant |  | 701003 | 3486233 | 10306337 | 7315083 | 343570 | 5593077 | 0 | 554000 | 0 | 646000 | 0 | 0 | 0 | 0
New LV Rev Reqmt |  | 140200.6 | 697246.6 | 2061267.4 | 1463016.6 | 68714 | 1118615.4 | 0 | 110800 | 0 | 129200 | 0 | 0 | 0 | 0
Exclude List LP: |  | 0 | 0 | 0 | 0 | 0 | 0 | 0 | 0 | 0 | 0 | 0 | 0 | 0 | 0
Exclud List New Plant |  | 0 | 0 | 0 | 0 | 0 | 0 | 0 | 0 | 0 | 0 | 0 | 0 | 0 | 0
Exclud List New Plant Rev Reqmt |  | 0 | 0 | 0 | 0 | 0 | 0 | 0 | 0 | 0 | 0 | 0 | 0 | 0 | 0
Total Existing Capital Dollars |  | 876674179.1073 | 876753146.0471 | 855532408.7137 | 848345634.816 | 825207007.6264 | 802699486.4934 | 780805857.9993 | 759509378.2224 | 738793759.9314 | 718643160.1292 | 699042167.9367 | 679975792.8062 | 661429453.0574 | 643388964.7253 | 769057171.258
Total New Capital Dollars |  | 1094703.9445 | 15725180.5166 | 27028939.0619 | 50515145.46 | 17216467.6224 | 72048979.4498 | 14100471.0942 | 554000 | 0 | 646000 | 283655906.2297 | 56242.9921 | 8245222.6382 | 0 | 490887259.0093
Exclude List LP:
Exclud List New Plant |  | 790555 | 23405127 | 2627029 | 15754022 | 0 | 0 | 0 | 0 | 0 | 0 | 0 | 0 | 0 | 0
Exclud List New Plant Rev Reqmt |  | 158111 | 4681025.4 | 525405.8 | 3150804.4 | 0 | 0 | 0 | 0 | 0 | 0 | 0 | 0 | 0 | 0
Exclude List LP: |  | 0.0013356 | 0.038578 | 0.0042244 | 0.024716 | 0 | 0 | 0 | 0 | 0 | 0 | 0 | 0 | 0 | 0
Exclude List Capital Dollars |  | 790555 | 23405127 | 2627029 | 15754022 | 0 | 0 | 0 | 0 | 0 | 0 | 0 | 0 | 0 | 0 | 42576733
Exclud List New 345 kV Plant |  | 200000 | 0 | 0 | 0 | 0 | 0 | 0 | 0 | 0 | 0 | 0 | 0 | 0 | 0
Exclud List New 345 kV Plant Rev Reqmt |  | 40000 | 0 | 0 | 0 | 0 | 0 | 0 | 0 | 0 | 0 | 0 | 0 | 0 | 0
Exclude List 345kV LP: |  | 0.00033789 | 0 | 0 | 0 | 0 | 0 | 0 | 0 | 0 | 0 | 0 | 0 | 0 | 0
Exclude List 345 kV Capital Dollars |  | 200000 | 0 | 0 | 0 | 0 | 0 | 0 | 0 | 0 | 0 | 0 | 0 | 0 | 0 | 200000
Exclud List New LV Plant |  | 590555 | 23405127 | 2627029 | 15754022 | 0 | 0 | 0 | 0 | 0 | 0 | 0 | 0 | 0 | 0
Exclud List New LV Plant Rev Reqmt |  | 118111 | 4681025.4 | 525405.8 | 3150804.4 | 0 | 0 | 0 | 0 | 0 | 0 | 0 | 0 | 0 | 0
Exclude List LV LP: |  | 0.00099773 | 0.038578 | 0.0042244 | 0.024716 | 0 | 0 | 0 | 0 | 0 | 0 | 0 | 0 | 0 | 0
Exclude List LV Capital Dollars |  | 590555 | 23405127 | 2627029 | 15754022 | 0 | 0 | 0 | 0 | 0 | 0 | 0 | 0 | 0 | 0 | 42376733
Exclude List Postage Stamp:
Exclud List New Plant |  | 790555 | 23405127 | 2627029 | 15754022 | 0 | 0 | 0 | 0 | 0 | 0 | 0 | 0 | 0 | 0
Exclud List New Plant Rev Reqmt |  | 158111 | 4681025.4 | 525405.8 | 3150804.4 | 0 | 0 | 0 | 0 | 0 | 0 | 0 | 0 | 0 | 0
Exclude List Postage Stamp: |  | 0.00015024 | 0.0043395 | 0.00047519 | 0.0027802 | 0 | 0 | 0 | 0 | 0 | 0 | 0 | 0 | 0 | 0
Exclude List Capital Dollars |  | 790555 | 23405127 | 2627029 | 15754022 | 0 | 0 | 0 | 0 | 0 | 0 | 0 | 0 | 0 | 0 | 42576733
Exclud List New 345 kV Plant |  | 200000 | 0 | 0 | 0 | 0 | 0 | 0 | 0 | 0 | 0 | 0 | 0 | 0 | 0
Exclud List New 345 kV Plant Rev Reqmt |  | 40000 | 0 | 0 | 0 | 0 | 0 | 0 | 0 | 0 | 0 | 0 | 0 | 0 | 0
Exclude List 345kV Postage Stamp: |  | 3.8008e-05 | 0 | 0 | 0 | 0 | 0 | 0 | 0 | 0 | 0 | 0 | 0 | 0 | 0
Exclude List 345 kV Capital Dollars |  | 200000 | 0 | 0 | 0 | 0 | 0 | 0 | 0 | 0 | 0 | 0 | 0 | 0 | 0 | 200000
Exclud List New LV Plant |  | 590555 | 23405127 | 2627029 | 15754022 | 0 | 0 | 0 | 0 | 0 | 0 | 0 | 0 | 0 | 0
Exclud List New LV Plant Rev Reqmt |  | 118111 | 4681025.4 | 525405.8 | 3150804.4 | 0 | 0 | 0 | 0 | 0 | 0 | 0 | 0 | 0 | 0
Exclude List LV Postage Stamp: |  | 0.00011223 | 0.0043395 | 0.00047519 | 0.0027802 | 0 | 0 | 0 | 0 | 0 | 0 | 0 | 0 | 0 | 0
Exclude List LV Capital Dollars |  | 590555 | 23405127 | 2627029 | 15754022 | 0 | 0 | 0 | 0 | 0 | 0 | 0 | 0 | 0 | 0 | 42376733
Coincident Load kW: | 9865000 | 10111625 | 10364415.625 | 10623526.0156 | 10889114.166 | 11161342.0202 | 11440375.5707 | 11726384.9599 | 12019544.5839 | 12320033.1985 | 12628034.0285 | 12943734.8792 | 13267328.2512 | 13599011.4575 | 13938986.7439

## GRE
GRE
All New Plant in Local Zone Rate (License Plate): | 2006 | 2007 | 2008 | 2009 | 2010 | 2011 | 2012 | 2013 | 2014 | 2015 | 2016 | 2017 | 2018 | 2019 | 2020 |  |  |  | Capital Dollars 2007-2020
$ per kW-Mo | 2.48 | 2.3577 | 2.286 | 2.3575 | 2.3388 | 2.2885 | 2.8591 | 3.2186 | 3.0544 | 2.8987 | 2.7508 | 2.6105 | 2.4774 | 2.3511 | 2.2312 |  | LP | New | 110648014.0951
Depreciation | 0.026 | -0.06448 | -0.0613 | -0.059435 | -0.061295 | -0.060809 | -0.0595 | -0.074336 | -0.083683 | -0.079415 | -0.075365 | -0.071522 | -0.067874 | -0.064412 | -0.061127 |  | HB100 | New | 82910398.4444
Load Growth | 0.025 | -0.062 | -0.058942 | -0.057149 | -0.058938 | -0.058471 | -0.057212 | -0.071477 | -0.080465 | -0.076361 | -0.072467 | -0.068771 | -0.065264 | -0.061935 | -0.058776 |  | HB345 | New | 89511037.3432
New All Plant |  | 250000 | 3055490.0232 | 12146937.5285 | 6719940.9944 | 4675228.09 | 47787132.959 | 36013284.5 | 0 | 0 | 0 | 0 | 0 | 0 | 0 |  | RECB 1 | New | 106420618.7447
New All Plant Rev Rqmt |  | 50000 | 611098.0046 | 2429387.5057 | 1343988.1989 | 935045.618 | 9557426.5918 | 7202656.9 | 0 | 0 | 0 | 0 | 0 | 0 | 0
New All Plant LP: |  | 0.0041699 | 0.048509 | 0.18814 | 0.10154 | 0.068924 | 0.68731 | 0.50534 | 0 | 0 | 0 | 0 | 0 | 0 | 0 |  | RECB 1 | New | 106420618.7447
Total New Capital Dollars |  | 250000 | 3055490.0232 | 12146937.5285 | 6719940.9944 | 4675228.09 | 47787132.959 | 36013284.5 | 0 | 0 | 0 | 0 | 0 | 0 | 0 | 110648014.0951 | HB100 | Existing | 82348755.4678 | Average Balance
Total Existing and New Capital Dollars | 148684828.8 | 144885700.0945 | 143989432.6476 | 152209058.4006 | 154777497.3271 | 155231169.1776 | 198784371.9973 | 229375812.751 | 223119587.4582 | 217034000.7103 | 211114398.3409 | 205356253.1262 | 199755161.3222 | 194306839.2971 | 189007120.2553 | 187067600.2076
All New Plant in Regional Rate (Hiway-Byway 100kV): | [16 empty] | RECB 1 | New | 106420618.7447
$ per kW-Mo | 2.48 | 2.364 | 2.3645 | 2.4792 | 2.5082 | 2.4587 | 2.4954 | 2.395 | 2.28 | 2.1647 | 2.0553 | 2.3298 | 2.2173 | 2.1249 | 2.0166 |  | HB345 | Existing | 114620413.1228 | Average Balance
Depreciation |  | -0.06448 | -0.061464 | -0.061478 | -0.064459 | -0.065213 | -0.063925 | -0.06488 | -0.06227 | -0.05928 | -0.056281 | -0.053437 | -0.060576 | -0.05765 | -0.055248
Load Growth |  | -0.062 | -0.0591 | -0.059114 | -0.06198 | -0.062705 | -0.061466 | -0.062384 | -0.059875 | -0.057 | -0.054116 | -0.051382 | -0.058246 | -0.055432 | -0.053123 |  | HB100 | New | 67060398.4444
New All Plant Postage Stamp (Less Exclude List): |  | 0.010476 | 0.076367 | 0.084425 | 0.099687 | 0.078369 | 0.16211 | 0.026878 | 0.0071508 | 0.00093586 | 0.0010189 | 0.37938 | 0.0062801 | 0.020716 | 0 |  |  | Existing | 82530302.2327 | Average Balance
Exclude List LP: |  | 0 | 0.04475 | 0.15082 | 0.055759 | 0 | 0 | 0 | 0 | 0 | 0 | 0 | 0 | 0 | 0
Total New Capital Dollars |  | 628058.9366 | 7442931.6744 | 14817795.8612 | 10036153.4024 | 5186278.3719 | 10996053.5662 | 1868748.8874 | 509608.6023 | 68362.2423 | 76292.2624 | 29115721.9533 | 494018.2512 | 1670374.4327 | 0 | 82910398.4444 | HB345 | New | 73661037.3432
[18 empty] | Existing | 126585591.9797 | Average Balance
New 345 kV Plant in Regional Rate (Hiway-Byway 345kV):
$ per kW-Mo | 2.48 | 2.3584 | 2.3079 | 2.4089 | 2.4567 | 2.4261 | 2.5627 | 2.5182 | 2.3897 | 2.2679 | 2.1522 | 2.4168 | 2.2936 | 2.187 | 2.0755 |  | Exclude List |  | 15850000
Depreciation |  | -0.06448 | -0.061317 | -0.060004 | -0.06263 | -0.063874 | -0.06308 | -0.06663 | -0.065472 | -0.062133 | -0.058964 | -0.055957 | -0.062837 | -0.059634 | -0.056862 |  |  | EHV | 0
Load Growth |  | -0.062 | -0.058959 | -0.057696 | -0.060222 | -0.061417 | -0.060654 | -0.064068 | -0.062954 | -0.059743 | -0.056696 | -0.053805 | -0.06042 | -0.05734 | -0.054675 |  |  | LV | 15850000
New EHV Postage Stamp (Less Exclude List): |  | 0.00066515 | 0.020173 | 0.026891 | 0.067774 | 0.025825 | 0.099235 | 0.020542 | 0 | 0 | 0 | 0.37437 | 7.242e-05 | 0.010358 | 0
New LV Plant |  | 250000 | 305490.0232 | 2646937.5285 | 3119940.9944 | 4675228.09 | 11198332.959 | 4675000 | 0 | 0 | 0 | 0 | 0 | 0 | 0
New LV Rev Reqmt |  | 50000 | 61098.0046 | 529387.5057 | 623988.1989 | 935045.618 | 2239666.5918 | 935000 | 0 | 0 | 0 | 0 | 0 | 0 | 0
LV LP: |  | 0.0041699 | 0.0048499 | 0.040997 | 0.047145 | 0.068924 | 0.16106 | 0.065599 | 0 | 0 | 0 | 0 | 0 | 0 | 0
Exclude List LP: |  | 0 | 0.04475 | 0.15082 | 0.055759 | 0 | 0 | 0 | 0 | 0 | 0 | 0 | 0 | 0 | 0
Total New Capital Dollars |  | 289877.9747 | 4295173.2033 | 13840770.1456 | 11095675.9778 | 6384284.1467 | 17929652.3286 | 6103236.9315 | 0 | 0 | 0 | 28731511.0551 | 5696.8535 | 835158.7264 | 0 | 89511037.3432
RECB 1:
$ per kW-Mo | 2.48 | 2.3577 | 2.2872 | 2.3635 | 2.3472 | 2.2982 | 2.7778 | 3.064 | 2.9077 | 2.7594 | 2.6187 | 2.486 | 2.3592 | 2.2389 | 2.1247
Depreciation |  | -0.06448 | -0.0613 | -0.059468 | -0.06145 | -0.061026 | -0.059752 | -0.072223 | -0.079664 | -0.075601 | -0.071746 | -0.068087 | -0.064636 | -0.06134 | -0.058212
Load Growth |  | -0.062 | -0.058942 | -0.05718 | -0.059087 | -0.058679 | -0.057454 | -0.069445 | -0.0766 | -0.072694 | -0.068986 | -0.065468 | -0.06215 | -0.058981 | -0.055973
Postage Stamp Percentage | 0.2 | 0.2 | 0.2 | 0.2 | 0.2 | 0.2 | 0.2 | 0.2 | 0.2 | 0.2 | 0.2 | 0.2 | 0.2 | 0.2 | 0.2
New 345 kV Plant |  | 7975.5949 | 247936.636 | 338766.5234 | 875146.9967 | 341811.2113 | 1346263.8739 | 285647.3863 | 0 | 0 | 0 | 5746302.211 | 1139.3707 | 167031.7453 | 0
New Plant Rev Reqmt |  | 1595.119 | 49587.3272 | 67753.3047 | 175029.3993 | 68362.2423 | 269252.7748 | 57129.4773 | 0 | 0 | 0 | 1149260.4422 | 227.8741 | 33406.3491 | 0
RECB Postage Stamp: |  | 1.5157e-06 | 4.5969e-05 | 6.1278e-05 | 0.00015444 | 5.8849e-05 | 0.00022613 | 4.681e-05 | 0 | 0 | 0 | 0.0008531 | 1.6503e-07 | 2.3603e-05 | 0
Rest of New Plant |  | 250000 | 305490.0232 | 2646937.5285 | 3119940.9944 | 4675228.09 | 40469372.959 | 29745627.6 | 0 | 0 | 0 | 0 | 0 | 0 | 0
Rest of New Plant Rev Reqmt |  | 50000 | 61098.0046 | 529387.5057 | 623988.1989 | 935045.618 | 8093874.5918 | 5949125.52 | 0 | 0 | 0 | 0 | 0 | 0 | 0
RECB LODF LP: |  | 0.0041699 | 0.0049712 | 0.042022 | 0.048324 | 0.070647 | 0.59661 | 0.42782 | 0 | 0 | 0 | 0 | 0 | 0 | 0
Exclude List LP: |  | 0 | 0.04475 | 0.15082 | 0.055759 | 0 | 0 | 0 | 0 | 0 | 0 | 0 | 0 | 0 | 0
Total New Capital Dollars |  | 257975.5949 | 3303426.6592 | 12485704.0519 | 7595087.9911 | 5017039.3013 | 41815636.8329 | 30031274.9863 | 0 | 0 | 0 | 5746302.211 | 1139.3707 | 167031.7453 | 0 | 106420618.7447
All New Plant in RECB 1:
$ per kW-Mo |  | 0.0041714 | 0.053726 | 0.24389 | 0.33569 | 0.38927 | 0.96626 | 1.3449 | 1.2763 | 1.2112 | 1.1494 | 1.0916 | 1.036 | 0.98315 | 0.93301
Depreciation |  | 0 | -0.00010846 | -0.0013969 | -0.0063411 | -0.0087279 | -0.010121 | -0.025123 | -0.034966 | -0.033183 | -0.031491 | -0.029885 | -0.028383 | -0.026935 | -0.025562
Load Growth |  | 0 | -0.00010429 | -0.0013431 | -0.0060973 | -0.0083922 | -0.0097319 | -0.024156 | -0.033621 | -0.031907 | -0.030279 | -0.028735 | -0.027291 | -0.025899 | -0.024579
Postage Stamp Percentage | 0.2 | 0.2 | 0.2 | 0.2 | 0.2 | 0.2 | 0.2 | 0.2 | 0.2 | 0.2 | 0.2 | 0.2 | 0.2 | 0.2 | 0.2
New 345 kV Plant |  | 7975.5949 | 247936.636 | 338766.5234 | 875146.9967 | 341811.2113 | 1346263.8739 | 285647.3863 | 0 | 0 | 0 | 5746302.211 | 1139.3707 | 167031.7453 | 0
New 345 Plant Rev Reqmt |  | 1595.119 | 49587.3272 | 67753.3047 | 175029.3993 | 68362.2423 | 269252.7748 | 57129.4773 | 0 | 0 | 0 | 1149260.4422 | 227.8741 | 33406.3491 | 0
RECB Postage Stamp: |  | 1.5157e-06 | 4.5969e-05 | 6.1278e-05 | 0.00015444 | 5.8849e-05 | 0.00022613 | 4.681e-05 | 0 | 0 | 0 | 0.0008531 | 1.6503e-07 | 2.3603e-05 | 0
Rest of New Plant |  | 250000 | 305490.0232 | 2646937.5285 | 3119940.9944 | 4675228.09 | 40469372.959 | 29745627.6 | 0 | 0 | 0 | 0 | 0 | 0 | 0
Rest of New Plant Rev Reqmt |  | 50000 | 61098.0046 | 529387.5057 | 623988.1989 | 935045.618 | 8093874.5918 | 5949125.52 | 0 | 0 | 0 | 0 | 0 | 0 | 0
RECB LODF LP: |  | 0.0041699 | 0.0049712 | 0.042022 | 0.048324 | 0.070647 | 0.59661 | 0.42782 | 0 | 0 | 0 | 0 | 0 | 0 | 0
Exclude List LP: |  | 0 | 0.04475 | 0.15082 | 0.055759 | 0 | 0 | 0 | 0 | 0 | 0 | 0 | 0 | 0 | 0
Total RECB1 Capital Dollars |  | 257975.5949 | 3303426.6592 | 12485704.0519 | 7595087.9911 | 5017039.3013 | 41815636.8329 | 30031274.9863 | 0 | 0 | 0 | 5746302.211 | 1139.3707 | 167031.7453 | 0 | 106420618.7447
All Existing Plant in Hiway-Byway:
Existing All Plant Postage Stamp Rate | 1.6797 | 1.594 | 1.5127 | 1.4356 | 1.3623 | 1.2929 | 1.2269 | 1.1644 | 1.105 | 1.0486 | 0.99514 | 0.94439 | 0.89622 | 0.85052 | 0.80714
Depreciation |  | -0.043671 | -0.041444 | -0.03933 | -0.037324 | -0.035421 | -0.033614 | -0.0319 | -0.030273 | -0.028729 | -0.027264 | -0.025874 | -0.024554 | -0.023302 | -0.022113
Load Growth |  | -0.041991 | -0.03985 | -0.037818 | -0.035889 | -0.034059 | -0.032322 | -0.030673 | -0.029109 | -0.027624 | -0.026215 | -0.024878 | -0.02361 | -0.022406 | -0.021263
RECB1 (New) HB100 (Old) | 1.6797 | 1.5982 | 1.5664 | 1.6794 | 1.698 | 1.6821 | 2.1932 | 2.5092 | 2.3812 | 2.2598 | 2.1445 | 2.036 | 1.9322 | 1.8337 | 1.7402
Total Existing Capital Dollars |  | 97954960.2029 | 95283238.6633 | 92684388.3288 | 90156421.6371 | 87697405.237 | 85305458.5091 | 82978752.1283 | 80715506.664 | 78513991.2197 | 76372522.1092 | 74289461.5687 | 72263216.5044 | 70292237.2743 | 68375016.5026 | 82348755.4678
Total New Capital Dollars |  | 257975.5949 | 3303426.6592 | 12485704.0519 | 7595087.9911 | 5017039.3013 | 41815636.8329 | 30031274.9863 | 0 | 0 | 0 | 5746302.211 | 1139.3707 | 167031.7453 | 0 | 106420618.7447
345 kV Existing Plant in Hiway-Byway:
Existing 345 kV Postage Stamp Rate | 0.45688 | 0.43358 | 0.41147 | 0.39048 | 0.37057 | 0.35167 | 0.33374 | 0.31672 | 0.30056 | 0.28523 | 0.27069 | 0.25688 | 0.24378 | 0.23135 | 0.21955
Depreciation |  | -0.011879 | -0.011273 | -0.010698 | -0.010153 | -0.0096348 | -0.0091434 | -0.0086771 | -0.0082346 | -0.0078146 | -0.0074161 | -0.0070379 | -0.0066789 | -0.0063383 | -0.0060151
Load Growth |  | -0.011422 | -0.01084 | -0.010287 | -0.0097621 | -0.0092643 | -0.0087918 | -0.0083434 | -0.0079179 | -0.0075141 | -0.0071309 | -0.0067672 | -0.0064221 | -0.0060945 | -0.0057837
Byway Rate | 1.881 | 1.7851 | 1.694 | 1.6077 | 1.5257 | 1.4479 | 1.374 | 1.3039 | 1.2374 | 1.1743 | 1.1144 | 1.0576 | 1.0037 | 0.95248 | 0.9039
Depreciation |  | -0.048906 | -0.046412 | -0.044045 | -0.041799 | -0.039667 | -0.037644 | -0.035724 | -0.033902 | -0.032173 | -0.030532 | -0.028975 | -0.027498 | -0.026095 | -0.024764
Load Growth |  | -0.047025 | -0.044627 | -0.042351 | -0.040191 | -0.038142 | -0.036196 | -0.03435 | -0.032598 | -0.030936 | -0.029358 | -0.027861 | -0.02644 | -0.025092 | -0.023812
RECB1 (New) HB345 (Old) | 2.3379 | 2.2228 | 2.1592 | 2.242 | 2.2319 | 2.1888 | 2.674 | 2.9655 | 2.8143 | 2.6707 | 2.5345 | 2.4061 | 2.2834 | 2.167 | 2.0565
Total Existing Capital Dollars | 140165549.5291 | 136342534.1657 | 132623791.5464 | 129006477.6319 | 125487825.9545 | 122065145.5016 | 118735818.6581 | 115497299.2042 | 112347110.3684 | 109282842.9331 | 106302153.3921 | 103402762.1583 | 100582451.8204 | 97839065.447 | 95170504.937 | 114620413.1228
Total New Capital Dollars | 0 | 257975.5949 | 3303426.6592 | 12485704.0519 | 7595087.9911 | 5017039.3013 | 41815636.8329 | 30031274.9863 | 0 | 0 | 0 | 5746302.211 | 1139.3707 | 167031.7453 | 0 | 106420618.7447
All Existing and New Plant in Hiway-Byway:
$ per kW-Mo | 1.6797 | 1.6045 | 1.5995 | 1.6041 | 1.6227 | 1.6185 | 1.6982 | 1.6386 | 1.5623 | 1.4838 | 1.4092 | 1.7169 | 1.6358 | 1.5732 | 1.4931
Existing Plant Postage Stamp Rate | 1.6797 | 1.594 | 1.5132 | 1.4378 | 1.3652 | 1.2957 | 1.2298 | 1.1672 | 1.1078 | 1.0515 | 0.998 | 0.94725 | 0.89909 | 0.85338 | 0.81
Depreciation |  | -0.043671 | -0.041444 | -0.03933 | -0.037324 | -0.035421 | -0.033614 | -0.0319 | -0.030273 | -0.028729 | -0.027264 | -0.025874 | -0.024554 | -0.023302 | -0.022113
Load Growth |  | -0.041991 | -0.03985 | -0.037818 | -0.035889 | -0.034059 | -0.032322 | -0.030673 | -0.029109 | -0.027624 | -0.026215 | -0.024878 | -0.02361 | -0.022406 | -0.021263
Existing All Plant |  | 97954960.2029 | 95315354.6751 | 92828253.4632 | 90345926.1789 | 87891647.3923 | 85504556.7183 | 83182827.7927 | 80924684.22 | 78728398.2146 | 76592289.279 | 74514722.9177 | 72494109.3872 | 70528902.4791 | 68617598.3375
Existing All Plant Rev Reqmt |  | 19590992.0406 | 19063070.935 | 18565650.6926 | 18069185.2358 | 17578329.4785 | 17100911.3437 | 16636565.5585 | 16184936.844 | 15745679.6429 | 15318457.8558 | 14902944.5835 | 14498821.8774 | 14105780.4958 | 13723519.6675
New Plant Rate |  | 0.010476 | 0.086308 | 0.16633 | 0.25754 | 0.32277 | 0.46842 | 0.47141 | 0.45451 | 0.43227 | 0.41124 | 0.76965 | 0.73668 | 0.71982 | 0.68311
Depreciation |  | 0 | -0.00027237 | -0.002244 | -0.0043246 | -0.0066959 | -0.008392 | -0.012179 | -0.012257 | -0.011817 | -0.011239 | -0.010692 | -0.020011 | -0.019154 | -0.018715
Load Growth |  | 0 | -0.00026189 | -0.0021577 | -0.0041583 | -0.0064384 | -0.0080693 | -0.01171 | -0.011785 | -0.011363 | -0.010807 | -0.010281 | -0.019241 | -0.018417 | -0.017996
New All Plant Postage Stamp (Less Exclude List): |  | 0.010476 | 0.076367 | 0.084425 | 0.099687 | 0.078369 | 0.16211 | 0.026878 | 0.0071508 | 0.00093586 | 0.0010189 | 0.37938 | 0.0062801 | 0.020716 | 0
New All Plant |  | 628058.9366 | 4692931.6744 | 5317795.8612 | 6436153.4024 | 5186278.3719 | 10996053.5662 | 1868748.8874 | 509608.6023 | 68362.2423 | 76292.2624 | 29115721.9533 | 494018.2512 | 1670374.4327 | 0
New All Plant Rev Reqmt |  | 125611.7873 | 938586.3349 | 1063559.1722 | 1287230.6805 | 1037255.6744 | 2199210.7132 | 373749.7775 | 101921.7205 | 13672.4485 | 15258.4525 | 5823144.3907 | 98803.6502 | 334074.8865 | 0
Exclude List LP: |  | 0 | 0 | 0 | 0 | 0 | 0 | 0 | 0 | 0 | 0 | 0 | 0 | 0 | 0
Exclud List New Plant |  | 0 | 0 | 0 | 0 | 0 | 0 | 0 | 0 | 0 | 0 | 0 | 0 | 0 | 0
Exclud List New Plant Rev Reqmt |  | 0 | 0 | 0 | 0 | 0 | 0 | 0 | 0 | 0 | 0 | 0 | 0 | 0 | 0
Total Existing Capital Dollars | 100701596.2403 | 97954960.2029 | 95315354.6751 | 92828253.4632 | 90345926.1789 | 87891647.3923 | 85504556.7183 | 83182827.7927 | 80924684.22 | 78728398.2146 | 76592289.279 | 74514722.9177 | 72494109.3872 | 70528902.4791 | 68617598.3375 | 82530302.2327
Total New Capital Dollars | 0 | 628058.9366 | 4692931.6744 | 5317795.8612 | 6436153.4024 | 5186278.3719 | 10996053.5662 | 1868748.8874 | 509608.6023 | 68362.2423 | 76292.2624 | 29115721.9533 | 494018.2512 | 1670374.4327 | 0 | 67060398.4444
345 kV Existing and New Plant in Hiway-Byway - Rest in LP:
$ per kW-Mo | 2.3379 | 2.2235 | 2.18 | 2.2886 | 2.3437 | 2.3206 | 2.4666 | 2.4286 | 2.3047 | 2.1872 | 2.0756 | 2.3442 | 2.2247 | 2.1216 | 2.0134
Existing 345 PostageStamp Rate | 0.45688 | 0.43358 | 0.41147 | 0.39048 | 0.37057 | 0.35167 | 0.33374 | 0.31672 | 0.30056 | 0.28523 | 0.27069 | 0.25688 | 0.24378 | 0.23135 | 0.21955
Depreciation |  | -0.011879 | -0.011273 | -0.010698 | -0.010153 | -0.0096348 | -0.0091434 | -0.0086771 | -0.0082346 | -0.0078146 | -0.0074161 | -0.0070379 | -0.0066789 | -0.0063383 | -0.0060151
Load Growth |  | -0.011422 | -0.01084 | -0.010287 | -0.0097621 | -0.0092643 | -0.0087918 | -0.0083434 | -0.0079179 | -0.0075141 | -0.0071309 | -0.0067672 | -0.0064221 | -0.0060945 | -0.0057837
Existing 345 kV Plant |  | 26644677.225 | 25917943.6536 | 25211031.7405 | 24523400.8498 | 23854525.0916 | 23203892.9197 | 22571006.7403 | 21955382.5315 | 21356549.4729 | 20774049.5861 | 20207437.3836 | 19656279.529 | 19120154.5048 | 18598652.2907
Existing 345 kV Plant Rev Reqmt |  | 5328935.445 | 5183588.7307 | 5042206.3481 | 4904680.17 | 4770905.0183 | 4640778.5839 | 4514201.3481 | 4391076.5063 | 4271309.8946 | 4154809.9172 | 4041487.4767 | 3931255.9058 | 3824030.901 | 3719730.4581
Existing Rest of Plant Byway Rate | 1.881 | 1.7851 | 1.7388 | 1.8009 | 1.7649 | 1.6748 | 1.5894 | 1.5084 | 1.4314 | 1.3584 | 1.2892 | 1.2234 | 1.161 | 1.1018 | 1.0456
Depreciation |  | -0.048906 | -0.046412 | -0.045209 | -0.046824 | -0.045886 | -0.043546 | -0.041325 | -0.039218 | -0.037217 | -0.035319 | -0.033518 | -0.031809 | -0.030186 | -0.028647
Load Growth |  | -0.047025 | -0.044627 | -0.04347 | -0.045023 | -0.044121 | -0.041871 | -0.039736 | -0.037709 | -0.035786 | -0.033961 | -0.032229 | -0.030585 | -0.029025 | -0.027545
Rest of Plant |  | 109697856.9408 | 109524597.8927 | 116274814.4852 | 116793418.9201 | 113607878.4191 | 110509223.5352 | 107495084.4633 | 104563156.0345 | 101711195.9537 | 98937023.084 | 96238515.7794 | 93613610.2615 | 91060299.0417 | 88576629.3853
Rest of Plant Rev Reqmt |  | 21939571.3882 | 21904919.5785 | 23254962.897 | 23358683.784 | 22721575.6838 | 22101844.707 | 21499016.8927 | 20912631.2069 | 20342239.1907 | 19787404.6168 | 19247703.1559 | 18722722.0523 | 18212059.8083 | 17715325.8771
New Plant Rate |  | 0.004835 | 0.029733 | 0.09713 | 0.20827 | 0.29412 | 0.54345 | 0.60351 | 0.57273 | 0.54353 | 0.51581 | 0.86387 | 0.81989 | 0.78843 | 0.74822
Depreciation |  | 0 | -0.00012571 | -0.00077305 | -0.0025254 | -0.0054151 | -0.0076472 | -0.01413 | -0.015691 | -0.014891 | -0.014132 | -0.013411 | -0.022461 | -0.021317 | -0.020499
Load Growth |  | 0 | -0.00012088 | -0.00074332 | -0.0024282 | -0.0052069 | -0.0073531 | -0.013586 | -0.015088 | -0.014318 | -0.013588 | -0.012895 | -0.021597 | -0.020497 | -0.019711
New EHV Postage Stamp (Less Exclude List): |  | 0.00066515 | 0.020173 | 0.026891 | 0.067774 | 0.025825 | 0.099235 | 0.020542 | 0 | 0 | 0 | 0.37437 | 7.242e-05 | 0.010358 | 0
New 345 kV Plant |  | 39877.9747 | 1239683.1801 | 1693832.6171 | 4375734.9834 | 1709056.0567 | 6731319.3696 | 1428236.9315 | 0 | 0 | 0 | 28731511.0551 | 5696.8535 | 835158.7264 | 0
New 345 Plant Rev Reqmt |  | 7975.5949 | 247936.636 | 338766.5234 | 875146.9967 | 341811.2113 | 1346263.8739 | 285647.3863 | 0 | 0 | 0 | 5746302.211 | 1139.3707 | 167031.7453 | 0
New LV LP: |  | 0.0041699 | 0.0049712 | 0.042022 | 0.048324 | 0.070647 | 0.16509 | 0.067239 | 0 | 0 | 0 | 0 | 0 | 0 | 0
New LV Plant |  | 250000 | 305490.0232 | 2646937.5285 | 3119940.9944 | 4675228.09 | 11198332.959 | 4675000 | 0 | 0 | 0 | 0 | 0 | 0 | 0
New LV Rev Reqmt |  | 50000 | 61098.0046 | 529387.5057 | 623988.1989 | 935045.618 | 2239666.5918 | 935000 | 0 | 0 | 0 | 0 | 0 | 0 | 0
Exclude List LP: |  | 0 | 0 | 0 | 0 | 0 | 0 | 0 | 0 | 0 | 0 | 0 | 0 | 0 | 0
Exclud List New Plant |  | 0 | 0 | 0 | 0 | 0 | 0 | 0 | 0 | 0 | 0 | 0 | 0 | 0 | 0
Exclud List New Plant Rev Reqmt |  | 0 | 0 | 0 | 0 | 0 | 0 | 0 | 0 | 0 | 0 | 0 | 0 | 0 | 0
Total Existing Capital Dollars |  | 136342534.1657 | 135442541.5464 | 141485846.2257 | 141316819.7699 | 137462403.5107 | 133713116.4549 | 130066091.2036 | 126518538.566 | 123067745.4266 | 119711072.6701 | 116445953.163 | 113269889.7905 | 110180453.5465 | 107175281.676 | 126585591.9797
Total New Capital Dollars |  | 289877.9747 | 1545173.2033 | 4340770.1456 | 7495675.9778 | 6384284.1467 | 17929652.3286 | 6103236.9315 | 0 | 0 | 0 | 28731511.0551 | 5696.8535 | 835158.7264 | 0 | 73661037.3432
Exclude List LP:
Exclud List New Plant |  | 0 | 2750000 | 9500000 | 3600000 | 0 | 0 | 0 | 0 | 0 | 0 | 0 | 0 | 0 | 0
Exclud List New Plant Rev Reqmt |  | 0 | 550000 | 1900000 | 720000 | 0 | 0 | 0 | 0 | 0 | 0 | 0 | 0 | 0 | 0
Exclude List LP: |  | 0 | 0.04475 | 0.15082 | 0.055759 | 0 | 0 | 0 | 0 | 0 | 0 | 0 | 0 | 0 | 0
Exclude List Capital Dollars |  | 0 | 2750000 | 9500000 | 3600000 | 0 | 0 | 0 | 0 | 0 | 0 | 0 | 0 | 0 | 0 | 15850000
Exclud List New 345 kV Plant |  | 0 | 0 | 0 | 0 | 0 | 0 | 0 | 0 | 0 | 0 | 0 | 0 | 0 | 0
Exclud List New 345 kV Plant Rev Reqmt |  | 0 | 0 | 0 | 0 | 0 | 0 | 0 | 0 | 0 | 0 | 0 | 0 | 0 | 0
Exclude List 345kV LP: |  | 0 | 0 | 0 | 0 | 0 | 0 | 0 | 0 | 0 | 0 | 0 | 0 | 0 | 0
Exclude List 345 kV Capital Dollars |  | 0 | 0 | 0 | 0 | 0 | 0 | 0 | 0 | 0 | 0 | 0 | 0 | 0 | 0 | 0
Exclud List New LV Plant |  | 0 | 2750000 | 9500000 | 3600000 | 0 | 0 | 0 | 0 | 0 | 0 | 0 | 0 | 0 | 0
Exclud List New LV Plant Rev Reqmt |  | 0 | 550000 | 1900000 | 720000 | 0 | 0 | 0 | 0 | 0 | 0 | 0 | 0 | 0 | 0
Exclude List LV LP: |  | 0 | 0.04475 | 0.15082 | 0.055759 | 0 | 0 | 0 | 0 | 0 | 0 | 0 | 0 | 0 | 0
Exclude List LV Capital Dollars |  | 0 | 2750000 | 9500000 | 3600000 | 0 | 0 | 0 | 0 | 0 | 0 | 0 | 0 | 0 | 0 | 15850000
Exclude List Postage Stamp:
Exclud List New Plant |  | 0 | 2750000 | 9500000 | 3600000 | 0 | 0 | 0 | 0 | 0 | 0 | 0 | 0 | 0 | 0
Exclud List New Plant Rev Reqmt |  | 0 | 550000 | 1900000 | 720000 | 0 | 0 | 0 | 0 | 0 | 0 | 0 | 0 | 0 | 0
Exclude List Postage Stamp: |  | 0 | 0.00050987 | 0.0017184 | 0.0006353 | 0 | 0 | 0 | 0 | 0 | 0 | 0 | 0 | 0 | 0
Exclude List Capital Dollars |  | 0 | 2750000 | 9500000 | 3600000 | 0 | 0 | 0 | 0 | 0 | 0 | 0 | 0 | 0 | 0 | 15850000
Exclud List New 345 kV Plant |  | 0 | 0 | 0 | 0 | 0 | 0 | 0 | 0 | 0 | 0 | 0 | 0 | 0 | 0
Exclud List New 345 kV Plant Rev Reqmt |  | 0 | 0 | 0 | 0 | 0 | 0 | 0 | 0 | 0 | 0 | 0 | 0 | 0 | 0
Exclude List 345kV Postage Stamp: |  | 0 | 0 | 0 | 0 | 0 | 0 | 0 | 0 | 0 | 0 | 0 | 0 | 0 | 0
Exclude List 345 kV Capital Dollars |  | 0 | 0 | 0 | 0 | 0 | 0 | 0 | 0 | 0 | 0 | 0 | 0 | 0 | 0 | 0
Exclud List New LV Plant |  | 0 | 2750000 | 9500000 | 3600000 | 0 | 0 | 0 | 0 | 0 | 0 | 0 | 0 | 0 | 0
Exclud List New LV Plant Rev Reqmt |  | 0 | 550000 | 1900000 | 720000 | 0 | 0 | 0 | 0 | 0 | 0 | 0 | 0 | 0 | 0
Exclude List LV Postage Stamp: |  | 0 | 0.00050987 | 0.0017184 | 0.0006353 | 0 | 0 | 0 | 0 | 0 | 0 | 0 | 0 | 0 | 0
Exclude List LV Capital Dollars |  | 0 | 2750000 | 9500000 | 3600000 | 0 | 0 | 0 | 0 | 0 | 0 | 0 | 0 | 0 | 0 | 15850000
Coincident Load kW: | 999226 | 1024206.65 | 1049811.8162 | 1076057.1117 | 1102958.5394 | 1130532.5029 | 1158795.8155 | 1187765.7109 | 1217459.8537 | 1247896.35 | 1279093.7588 | 1311071.1027 | 1343847.8803 | 1377444.0773 | 1411880.1792

## Hoosier
Hoosier
All New Plant in Local Zone Rate (License Plate): | 2006 | 2007 | 2008 | 2009 | 2010 | 2011 | 2012 | 2013 | 2014 | 2015 | 2016 | 2017 | 2018 | 2019 | 2020 |  |  |  | Capital Dollars 2007-2020
$ per kW-Mo | 3.17 | 3.0083 | 3.167 | 3.4521 | 3.3249 | 3.1553 | 2.9944 | 2.8417 | 2.6968 | 2.5592 | 2.4287 | 2.3048 | 2.1873 | 2.0757 | 1.9699 |  | LP | New | 29600000
Depreciation | 0.026 | -0.08242 | -0.078217 | -0.082342 | -0.089755 | -0.086447 | -0.082038 | -0.077854 | -0.073884 | -0.070116 | -0.06654 | -0.063146 | -0.059926 | -0.05687 | -0.053969 |  | HB100 | New | 38374837.9551
Load Growth | 0.025 | -0.07925 | -0.075208 | -0.079175 | -0.086302 | -0.083122 | -0.078883 | -0.07486 | -0.071042 | -0.067419 | -0.063981 | -0.060718 | -0.057621 | -0.054682 | -0.051894 |  | HB345 | New | 56375307.6985
New All Plant |  | 0 | 11250000 | 16500000 | 1850000 | 0 | 0 | 0 | 0 | 0 | 0 | 0 | 0 | 0 | 0 |  | RECB 1 | New | 34955061.5397
New All Plant Rev Rqmt |  | 0 | 2250000 | 3300000 | 370000 | 0 | 0 | 0 | 0 | 0 | 0 | 0 | 0 | 0 | 0
New All Plant LP: |  | 0 | 0.31211 | 0.4466 | 0.048852 | 0 | 0 | 0 | 0 | 0 | 0 | 0 | 0 | 0 | 0 |  | RECB 1 | New | 34955061.5397
Total New Capital Dollars |  | 0 | 11250000 | 16500000 | 1850000 | 0 | 0 | 0 | 0 | 0 | 0 | 0 | 0 | 0 | 0 | 29600000 | HB100 | Existing | 47123491.9593 | Average Balance
Total Existing and New Capital Dollars | 108756360 | 105790030.281 | 114154607.2051 | 127541040.2936 | 125912358.4196 | 122478098.8437 | 119137508.6977 | 115888033.148 | 112727187.0439 | 109652553.0172 | 106661779.6337 | 103752579.5942 | 100922727.9858 | 98170060.5799 | 95492472.1776 | 111305788.3515
All New Plant in Regional Rate (Hiway-Byway 100kV): | [16 empty] | RECB 1 | New | 34955061.5397
$ per kW-Mo | 3.17 | 3.0188 | 2.9412 | 2.8756 | 2.8287 | 2.7628 | 2.784 | 2.6689 | 2.5399 | 2.4113 | 2.2894 | 2.552 | 2.4281 | 2.325 | 2.2064 |  | HB345 | Existing | 83047056.0367 | Average Balance
Depreciation |  | -0.08242 | -0.078489 | -0.076472 | -0.074767 | -0.073545 | -0.071832 | -0.072383 | -0.069391 | -0.066038 | -0.062694 | -0.059523 | -0.066351 | -0.063131 | -0.06045
Load Growth |  | -0.07925 | -0.07547 | -0.07353 | -0.071891 | -0.070717 | -0.069069 | -0.069599 | -0.066722 | -0.063498 | -0.060283 | -0.057234 | -0.063799 | -0.060703 | -0.058125 |  | HB100 | New | 38374837.9551
New All Plant Postage Stamp (Less Exclude List): |  | 0.010476 | 0.076367 | 0.084425 | 0.099687 | 0.078369 | 0.16211 | 0.026878 | 0.0071508 | 0.00093586 | 0.0010189 | 0.37938 | 0.0062801 | 0.020716 | 0 |  |  | Existing | 47123491.9593 | Average Balance
Exclude List LP: |  | 0 | 0 | 0 | 0 | 0 | 0 | 0 | 0 | 0 | 0 | 0 | 0 | 0 | 0
Total New Capital Dollars |  | 359402.2773 | 2685496.9061 | 3043071.0104 | 3683043.1909 | 2967811.0588 | 6292413.7574 | 1069378.3126 | 291619.9126 | 39119.8089 | 43657.7067 | 16661265.6325 | 282698.4446 | 955859.9362 | 0 | 38374837.9551 | HB345 | New | 56375307.6985
[18 empty] | Existing | 83047056.0367 | Average Balance
New 345 kV Plant in Regional Rate (Hiway-Byway 345kV):
$ per kW-Mo | 3.17 | 3.009 | 3.1878 | 3.4987 | 3.4369 | 3.2875 | 3.219 | 3.0754 | 2.9186 | 2.7697 | 2.6285 | 2.8688 | 2.7225 | 2.5941 | 2.4618 |  | Exclude List |  | 0
Depreciation |  | -0.08242 | -0.078234 | -0.082883 | -0.090967 | -0.08936 | -0.085474 | -0.083695 | -0.079961 | -0.075883 | -0.072013 | -0.06834 | -0.074588 | -0.070786 | -0.067445 |  |  | EHV | 0
Load Growth |  | -0.07925 | -0.075225 | -0.079696 | -0.087468 | -0.085923 | -0.082187 | -0.080476 | -0.076885 | -0.072964 | -0.069243 | -0.065712 | -0.07172 | -0.068064 | -0.064851 |  |  | LV | 0
New EHV Postage Stamp (Less Exclude List): |  | 0.00066515 | 0.020173 | 0.026891 | 0.067774 | 0.025825 | 0.099235 | 0.020542 | 0 | 0 | 0 | 0.37437 | 7.242e-05 | 0.010358 | 0
New LV Plant |  | 0 | 11250000 | 16500000 | 1850000 | 0 | 0 | 0 | 0 | 0 | 0 | 0 | 0 | 0 | 0
New LV Rev Reqmt |  | 0 | 2250000 | 3300000 | 370000 | 0 | 0 | 0 | 0 | 0 | 0 | 0 | 0 | 0 | 0
LV LP: |  | 0 | 0.31211 | 0.4466 | 0.048852 | 0 | 0 | 0 | 0 | 0 | 0 | 0 | 0 | 0 | 0
Exclude List LP: |  | 0 | 0 | 0 | 0 | 0 | 0 | 0 | 0 | 0 | 0 | 0 | 0 | 0 | 0
Total New Capital Dollars |  | 22819.8885 | 11959399.9179 | 17469283.7161 | 4353983.3466 | 977995.2215 | 3851949.8247 | 817298.4665 | 0 | 0 | 0 | 16441403.6677 | 3259.9841 | 477913.6649 | 0 | 56375307.6985
RECB 1:
$ per kW-Mo | 3.17 | 3.0083 | 3.1748 | 3.4707 | 3.3439 | 3.1734 | 3.0117 | 2.8581 | 2.7123 | 2.574 | 2.4427 | 2.3186 | 2.2004 | 2.0882 | 1.9817
Depreciation |  | -0.08242 | -0.078217 | -0.082546 | -0.090239 | -0.086941 | -0.082508 | -0.078303 | -0.074311 | -0.070521 | -0.066924 | -0.063511 | -0.060285 | -0.05721 | -0.054293
Load Growth |  | -0.07925 | -0.075208 | -0.079371 | -0.086768 | -0.083597 | -0.079334 | -0.075292 | -0.071452 | -0.067808 | -0.06435 | -0.061068 | -0.057966 | -0.05501 | -0.052205
Postage Stamp Percentage | 0.2 | 0.2 | 0.2 | 0.2 | 0.2 | 0.2 | 0.2 | 0.2 | 0.2 | 0.2 | 0.2 | 0.2 | 0.2 | 0.2 | 0.2
New 345 kV Plant |  | 4563.9777 | 141879.9836 | 193856.7432 | 500796.6693 | 195599.0443 | 770389.9649 | 163459.6933 | 0 | 0 | 0 | 3288280.7335 | 651.9968 | 95582.733 | 0
New Plant Rev Reqmt |  | 912.7955 | 28375.9967 | 38771.3486 | 100159.3339 | 39119.8089 | 154077.993 | 32691.9387 | 0 | 0 | 0 | 657656.1467 | 130.3994 | 19116.5466 | 0
RECB Postage Stamp: |  | 8.6735e-07 | 2.6306e-05 | 3.5066e-05 | 8.8377e-05 | 3.3676e-05 | 0.0001294 | 2.6787e-05 | 0 | 0 | 0 | 0.00048818 | 9.4435e-08 | 1.3507e-05 | 0
Rest of New Plant |  | 0 | 11250000 | 16500000 | 1850000 | 0 | 0 | 0 | 0 | 0 | 0 | 0 | 0 | 0 | 0
Rest of New Plant Rev Reqmt |  | 0 | 2250000 | 3300000 | 370000 | 0 | 0 | 0 | 0 | 0 | 0 | 0 | 0 | 0 | 0
RECB LODF LP: |  | 0 | 0.31991 | 0.45776 | 0.050073 | 0 | 0 | 0 | 0 | 0 | 0 | 0 | 0 | 0 | 0
Exclude List LP: |  | 0 | 0 | 0 | 0 | 0 | 0 | 0 | 0 | 0 | 0 | 0 | 0 | 0 | 0
Total New Capital Dollars |  | 4563.9777 | 11391879.9836 | 16693856.7432 | 2350796.6693 | 195599.0443 | 770389.9649 | 163459.6933 | 0 | 0 | 0 | 3288280.7335 | 651.9968 | 95582.733 | 0 | 34955061.5397
All New Plant in RECB 1:
$ per kW-Mo |  | 8.6735e-07 | 0.31994 | 0.76142 | 0.77275 | 0.73337 | 0.6961 | 0.66063 | 0.62694 | 0.59496 | 0.56462 | 0.53631 | 0.50896 | 0.48302 | 0.45838
Depreciation |  | 0 | -2.2551e-08 | -0.0083185 | -0.019797 | -0.020092 | -0.019068 | -0.018099 | -0.017176 | -0.0163 | -0.015469 | -0.01468 | -0.013944 | -0.013233 | -0.012558
Load Growth |  | 0 | -2.1684e-08 | -0.0079985 | -0.019036 | -0.019319 | -0.018334 | -0.017403 | -0.016516 | -0.015673 | -0.014874 | -0.014115 | -0.013408 | -0.012724 | -0.012075
Postage Stamp Percentage | 0.2 | 0.2 | 0.2 | 0.2 | 0.2 | 0.2 | 0.2 | 0.2 | 0.2 | 0.2 | 0.2 | 0.2 | 0.2 | 0.2 | 0.2
New 345 kV Plant |  | 4563.9777 | 141879.9836 | 193856.7432 | 500796.6693 | 195599.0443 | 770389.9649 | 163459.6933 | 0 | 0 | 0 | 3288280.7335 | 651.9968 | 95582.733 | 0
New 345 Plant Rev Reqmt |  | 912.7955 | 28375.9967 | 38771.3486 | 100159.3339 | 39119.8089 | 154077.993 | 32691.9387 | 0 | 0 | 0 | 657656.1467 | 130.3994 | 19116.5466 | 0
RECB Postage Stamp: |  | 8.6735e-07 | 2.6306e-05 | 3.5066e-05 | 8.8377e-05 | 3.3676e-05 | 0.0001294 | 2.6787e-05 | 0 | 0 | 0 | 0.00048818 | 9.4435e-08 | 1.3507e-05 | 0
Rest of New Plant |  | 0 | 11250000 | 16500000 | 1850000 | 0 | 0 | 0 | 0 | 0 | 0 | 0 | 0 | 0 | 0
Rest of New Plant Rev Reqmt |  | 0 | 2250000 | 3300000 | 370000 | 0 | 0 | 0 | 0 | 0 | 0 | 0 | 0 | 0 | 0
RECB LODF LP: |  | 0 | 0.31991 | 0.45776 | 0.050073 | 0 | 0 | 0 | 0 | 0 | 0 | 0 | 0 | 0 | 0
Exclude List LP: |  | 0 | 0 | 0 | 0 | 0 | 0 | 0 | 0 | 0 | 0 | 0 | 0 | 0 | 0
Total RECB1 Capital Dollars |  | 4563.9777 | 11391879.9836 | 16693856.7432 | 2350796.6693 | 195599.0443 | 770389.9649 | 163459.6933 | 0 | 0 | 0 | 3288280.7335 | 651.9968 | 95582.733 | 0 | 34955061.5397
All Existing Plant in Hiway-Byway:
Existing All Plant Postage Stamp Rate | 1.6797 | 1.594 | 1.5127 | 1.4356 | 1.3623 | 1.2929 | 1.2269 | 1.1644 | 1.105 | 1.0486 | 0.99514 | 0.94439 | 0.89622 | 0.85052 | 0.80714
Depreciation |  | -0.043671 | -0.041444 | -0.03933 | -0.037324 | -0.035421 | -0.033614 | -0.0319 | -0.030273 | -0.028729 | -0.027264 | -0.025874 | -0.024554 | -0.023302 | -0.022113
Load Growth |  | -0.041991 | -0.03985 | -0.037818 | -0.035889 | -0.034059 | -0.032322 | -0.030673 | -0.029109 | -0.027624 | -0.026215 | -0.024878 | -0.02361 | -0.022406 | -0.021263
RECB1 (New) HB100 (Old) | 1.6797 | 1.594 | 1.8326 | 2.197 | 2.1351 | 2.0262 | 1.923 | 1.825 | 1.7319 | 1.6436 | 1.5598 | 1.4807 | 1.4052 | 1.3335 | 1.2655
Total Existing Capital Dollars |  | 56054032.0648 | 54525158.3403 | 53037984.6465 | 51591373.6153 | 50184218.8999 | 48815444.3294 | 47484003.0854 | 46188876.9012 | 44929075.2837 | 43703634.7554 | 42511618.1174 | 41352113.7333 | 40224234.8312 | 39127118.8262 | 47123491.9593
Total New Capital Dollars |  | 4563.9777 | 11391879.9836 | 16693856.7432 | 2350796.6693 | 195599.0443 | 770389.9649 | 163459.6933 | 0 | 0 | 0 | 3288280.7335 | 651.9968 | 95582.733 | 0 | 34955061.5397
345 kV Existing Plant in Hiway-Byway:
Existing 345 kV Postage Stamp Rate | 0.45688 | 0.43358 | 0.41147 | 0.39048 | 0.37057 | 0.35167 | 0.33374 | 0.31672 | 0.30056 | 0.28523 | 0.27069 | 0.25688 | 0.24378 | 0.23135 | 0.21955
Depreciation |  | -0.011879 | -0.011273 | -0.010698 | -0.010153 | -0.0096348 | -0.0091434 | -0.0086771 | -0.0082346 | -0.0078146 | -0.0074161 | -0.0070379 | -0.0066789 | -0.0063383 | -0.0060151
Load Growth |  | -0.011422 | -0.01084 | -0.010287 | -0.0097621 | -0.0092643 | -0.0087918 | -0.0083434 | -0.0079179 | -0.0075141 | -0.0071309 | -0.0067672 | -0.0064221 | -0.0060945 | -0.0057837
Byway Rate | 2.5032 | 2.3756 | 2.2544 | 2.1394 | 2.0303 | 1.9268 | 1.8285 | 1.7353 | 1.6468 | 1.5628 | 1.4831 | 1.4074 | 1.3357 | 1.2675 | 1.2029
Depreciation |  | -0.065084 | -0.061765 | -0.058615 | -0.055625 | -0.052788 | -0.050096 | -0.047541 | -0.045117 | -0.042816 | -0.040632 | -0.03856 | -0.036593 | -0.034727 | -0.032956
Load Growth |  | -0.062581 | -0.059389 | -0.05636 | -0.053486 | -0.050758 | -0.048169 | -0.045713 | -0.043381 | -0.041169 | -0.039069 | -0.037077 | -0.035186 | -0.033391 | -0.031688
RECB1 (New) HB345 (Old) | 2.9601 | 2.8091 | 2.9858 | 3.2913 | 3.1736 | 3.0118 | 2.8583 | 2.7126 | 2.5743 | 2.443 | 2.3184 | 2.2006 | 2.0884 | 1.9819 | 1.8808
Total Existing Capital Dollars | 101555525.1376 | 98785598.1894 | 96091220.9988 | 93470332.9461 | 90920929.615 | 88441061.2597 | 86028831.3139 | 83682394.9398 | 81399957.6178 | 79179773.7738 | 77020145.4441 | 74919420.9771 | 72875993.77 | 70888301.0399 | 68954822.629 | 83047056.0367
Total New Capital Dollars | 0 | 4563.9777 | 11391879.9836 | 16693856.7432 | 2350796.6693 | 195599.0443 | 770389.9649 | 163459.6933 | 0 | 0 | 0 | 3288280.7335 | 651.9968 | 95582.733 | 0 | 34955061.5397
All Existing and New Plant in Hiway-Byway:
$ per kW-Mo | 1.6797 | 1.6045 | 1.599 | 1.6019 | 1.6199 | 1.6156 | 1.6953 | 1.6358 | 1.5595 | 1.4809 | 1.4064 | 1.714 | 1.6329 | 1.5703 | 1.4903
Existing Plant Postage Stamp Rate | 1.6797 | 1.594 | 1.5127 | 1.4356 | 1.3623 | 1.2929 | 1.2269 | 1.1644 | 1.105 | 1.0486 | 0.99514 | 0.94439 | 0.89622 | 0.85052 | 0.80714
Depreciation |  | -0.043671 | -0.041444 | -0.03933 | -0.037324 | -0.035421 | -0.033614 | -0.0319 | -0.030273 | -0.028729 | -0.027264 | -0.025874 | -0.024554 | -0.023302 | -0.022113
Load Growth |  | -0.041991 | -0.03985 | -0.037818 | -0.035889 | -0.034059 | -0.032322 | -0.030673 | -0.029109 | -0.027624 | -0.026215 | -0.024878 | -0.02361 | -0.022406 | -0.021263
Existing All Plant |  | 56054032.0648 | 54525158.3403 | 53037984.6465 | 51591373.6153 | 50184218.8999 | 48815444.3294 | 47484003.0854 | 46188876.9012 | 44929075.2837 | 43703634.7554 | 42511618.1174 | 41352113.7333 | 40224234.8312 | 39127118.8262
Existing All Plant Rev Reqmt |  | 11210806.413 | 10905031.6681 | 10607596.9293 | 10318274.7231 | 10036843.78 | 9763088.8659 | 9496800.6171 | 9237775.3802 | 8985815.0567 | 8740726.9511 | 8502323.6235 | 8270422.7467 | 8044846.9662 | 7825423.7652
New Plant Rate |  | 0.010476 | 0.086308 | 0.16633 | 0.25754 | 0.32277 | 0.46842 | 0.47141 | 0.45451 | 0.43227 | 0.41124 | 0.76965 | 0.73668 | 0.71982 | 0.68311
Depreciation |  | 0 | -0.00027237 | -0.002244 | -0.0043246 | -0.0066959 | -0.008392 | -0.012179 | -0.012257 | -0.011817 | -0.011239 | -0.010692 | -0.020011 | -0.019154 | -0.018715
Load Growth |  | 0 | -0.00026189 | -0.0021577 | -0.0041583 | -0.0064384 | -0.0080693 | -0.01171 | -0.011785 | -0.011363 | -0.010807 | -0.010281 | -0.019241 | -0.018417 | -0.017996
New All Plant Postage Stamp (Less Exclude List): |  | 0.010476 | 0.076367 | 0.084425 | 0.099687 | 0.078369 | 0.16211 | 0.026878 | 0.0071508 | 0.00093586 | 0.0010189 | 0.37938 | 0.0062801 | 0.020716 | 0
New All Plant |  | 359402.2773 | 2685496.9061 | 3043071.0104 | 3683043.1909 | 2967811.0588 | 6292413.7574 | 1069378.3126 | 291619.9126 | 39119.8089 | 43657.7067 | 16661265.6325 | 282698.4446 | 955859.9362 | 0
New All Plant Rev Reqmt |  | 71880.4555 | 537099.3812 | 608614.2021 | 736608.6382 | 593562.2118 | 1258482.7515 | 213875.6625 | 58323.9825 | 7823.9618 | 8731.5413 | 3332253.1265 | 56539.6889 | 191171.9872 | 0
Exclude List LP: |  | 0 | 0 | 0 | 0 | 0 | 0 | 0 | 0 | 0 | 0 | 0 | 0 | 0 | 0
Exclud List New Plant |  | 0 | 0 | 0 | 0 | 0 | 0 | 0 | 0 | 0 | 0 | 0 | 0 | 0 | 0
Exclud List New Plant Rev Reqmt |  | 0 | 0 | 0 | 0 | 0 | 0 | 0 | 0 | 0 | 0 | 0 | 0 | 0 | 0
Total Existing Capital Dollars | 57625775.0801 | 56054032.0648 | 54525158.3403 | 53037984.6465 | 51591373.6153 | 50184218.8999 | 48815444.3294 | 47484003.0854 | 46188876.9012 | 44929075.2837 | 43703634.7554 | 42511618.1174 | 41352113.7333 | 40224234.8312 | 39127118.8262 | 47123491.9593
Total New Capital Dollars | 0 | 359402.2773 | 2685496.9061 | 3043071.0104 | 3683043.1909 | 2967811.0588 | 6292413.7574 | 1069378.3126 | 291619.9126 | 39119.8089 | 43657.7067 | 16661265.6325 | 282698.4446 | 955859.9362 | 0 | 38374837.9551
345 kV Existing and New Plant in Hiway-Byway - Rest in LP:
$ per kW-Mo | 2.9601 | 2.8098 | 3.0066 | 3.3379 | 3.2855 | 3.1438 | 3.0827 | 2.946 | 2.7958 | 2.6532 | 2.5179 | 2.7638 | 2.623 | 2.4995 | 2.3721
Existing 345 PostageStamp Rate | 0.45688 | 0.43358 | 0.41147 | 0.39048 | 0.37057 | 0.35167 | 0.33374 | 0.31672 | 0.30056 | 0.28523 | 0.27069 | 0.25688 | 0.24378 | 0.23135 | 0.21955
Depreciation |  | -0.011879 | -0.011273 | -0.010698 | -0.010153 | -0.0096348 | -0.0091434 | -0.0086771 | -0.0082346 | -0.0078146 | -0.0074161 | -0.0070379 | -0.0066789 | -0.0063383 | -0.0060151
Load Growth |  | -0.011422 | -0.01084 | -0.010287 | -0.0097621 | -0.0092643 | -0.0087918 | -0.0083434 | -0.0079179 | -0.0075141 | -0.0071309 | -0.0067672 | -0.0064221 | -0.0060945 | -0.0057837
Existing 345 kV Plant |  | 15247227.7915 | 14831359.6535 | 14426834.319 | 14033342.4129 | 13650582.9986 | 13278263.3473 | 12916098.7145 | 12563812.1221 | 12221134.1465 | 11887802.7126 | 11563562.8936 | 11248166.7157 | 10941372.9685 | 10642947.0208
Existing 345 kV Plant Rev Reqmt |  | 3049445.5583 | 2966271.9307 | 2885366.8638 | 2806668.4826 | 2730116.5997 | 2655652.6695 | 2583219.7429 | 2512762.4244 | 2444226.8293 | 2377560.5425 | 2312712.5787 | 2249633.3431 | 2188274.5937 | 2128589.4042
Existing Rest of Plant Byway Rate | 2.5032 | 2.3756 | 2.2544 | 2.1394 | 2.0303 | 1.9268 | 1.8285 | 1.7353 | 1.6468 | 1.5628 | 1.4831 | 1.4074 | 1.3357 | 1.2675 | 1.2029
Depreciation |  | -0.065084 | -0.061765 | -0.058615 | -0.055625 | -0.052788 | -0.050096 | -0.047541 | -0.045117 | -0.042816 | -0.040632 | -0.03856 | -0.036593 | -0.034727 | -0.032956
Load Growth |  | -0.062581 | -0.059389 | -0.05636 | -0.053486 | -0.050758 | -0.048169 | -0.045713 | -0.043381 | -0.041169 | -0.039069 | -0.037077 | -0.035186 | -0.033391 | -0.031688
Rest of Plant |  | 83538370.3979 | 81259861.3453 | 79043498.6271 | 76887587.202 | 74790478.2611 | 72750567.9665 | 70766296.2252 | 68836145.4957 | 66958639.6273 | 65132342.7315 | 63355858.0835 | 61627827.0542 | 59946928.0713 | 58311875.6082
Rest of Plant Rev Reqmt |  | 16707674.0796 | 16251972.2691 | 15808699.7254 | 15377517.4404 | 14958095.6522 | 14550113.5933 | 14153259.245 | 13767229.0991 | 13391727.9255 | 13026468.5463 | 12671171.6167 | 12325565.4108 | 11989385.6143 | 11662375.1216
New Plant Rate |  | 0.00066515 | 0.34072 | 0.808 | 0.88464 | 0.86534 | 0.92045 | 0.89405 | 0.84845 | 0.80518 | 0.76411 | 1.0995 | 1.0435 | 1.0007 | 0.94962
Depreciation |  | 0 | -1.7294e-05 | -0.0088587 | -0.021008 | -0.023001 | -0.022499 | -0.023932 | -0.023245 | -0.02206 | -0.020935 | -0.019867 | -0.028587 | -0.027131 | -0.026017
Load Growth |  | 0 | -1.6629e-05 | -0.008518 | -0.0202 | -0.022116 | -0.021634 | -0.023011 | -0.022351 | -0.021211 | -0.020129 | -0.019103 | -0.027488 | -0.026088 | -0.025016
New EHV Postage Stamp (Less Exclude List): |  | 0.00066515 | 0.020173 | 0.026891 | 0.067774 | 0.025825 | 0.099235 | 0.020542 | 0 | 0 | 0 | 0.37437 | 7.242e-05 | 0.010358 | 0
New 345 kV Plant |  | 22819.8885 | 709399.9179 | 969283.7161 | 2503983.3466 | 977995.2215 | 3851949.8247 | 817298.4665 | 0 | 0 | 0 | 16441403.6677 | 3259.9841 | 477913.6649 | 0
New 345 Plant Rev Reqmt |  | 4563.9777 | 141879.9836 | 193856.7432 | 500796.6693 | 195599.0443 | 770389.9649 | 163459.6933 | 0 | 0 | 0 | 3288280.7335 | 651.9968 | 95582.733 | 0
New LV LP: |  | 0 | 0.31991 | 0.45776 | 0.050073 | 0 | 0 | 0 | 0 | 0 | 0 | 0 | 0 | 0 | 0
New LV Plant |  | 0 | 11250000 | 16500000 | 1850000 | 0 | 0 | 0 | 0 | 0 | 0 | 0 | 0 | 0 | 0
New LV Rev Reqmt |  | 0 | 2250000 | 3300000 | 370000 | 0 | 0 | 0 | 0 | 0 | 0 | 0 | 0 | 0 | 0
Exclude List LP: |  | 0 | 0 | 0 | 0 | 0 | 0 | 0 | 0 | 0 | 0 | 0 | 0 | 0 | 0
Exclud List New Plant |  | 0 | 0 | 0 | 0 | 0 | 0 | 0 | 0 | 0 | 0 | 0 | 0 | 0 | 0
Exclud List New Plant Rev Reqmt |  | 0 | 0 | 0 | 0 | 0 | 0 | 0 | 0 | 0 | 0 | 0 | 0 | 0 | 0
Total Existing Capital Dollars |  | 98785598.1894 | 96091220.9988 | 93470332.9461 | 90920929.615 | 88441061.2597 | 86028831.3139 | 83682394.9398 | 81399957.6178 | 79179773.7738 | 77020145.4441 | 74919420.9771 | 72875993.77 | 70888301.0399 | 68954822.629 | 83047056.0367
Total New Capital Dollars |  | 22819.8885 | 11959399.9179 | 17469283.7161 | 4353983.3466 | 977995.2215 | 3851949.8247 | 817298.4665 | 0 | 0 | 0 | 16441403.6677 | 3259.9841 | 477913.6649 | 0 | 56375307.6985
Exclude List LP:
Exclud List New Plant |  | 0 | 0 | 0 | 0 | 0 | 0 | 0 | 0 | 0 | 0 | 0 | 0 | 0 | 0
Exclud List New Plant Rev Reqmt |  | 0 | 0 | 0 | 0 | 0 | 0 | 0 | 0 | 0 | 0 | 0 | 0 | 0 | 0
Exclude List LP: |  | 0 | 0 | 0 | 0 | 0 | 0 | 0 | 0 | 0 | 0 | 0 | 0 | 0 | 0
Exclude List Capital Dollars |  | 0 | 0 | 0 | 0 | 0 | 0 | 0 | 0 | 0 | 0 | 0 | 0 | 0 | 0 | 0
Exclud List New 345 kV Plant |  | 0 | 0 | 0 | 0 | 0 | 0 | 0 | 0 | 0 | 0 | 0 | 0 | 0 | 0
Exclud List New 345 kV Plant Rev Reqmt |  | 0 | 0 | 0 | 0 | 0 | 0 | 0 | 0 | 0 | 0 | 0 | 0 | 0 | 0
Exclude List 345kV LP: |  | 0 | 0 | 0 | 0 | 0 | 0 | 0 | 0 | 0 | 0 | 0 | 0 | 0 | 0
Exclude List 345 kV Capital Dollars |  | 0 | 0 | 0 | 0 | 0 | 0 | 0 | 0 | 0 | 0 | 0 | 0 | 0 | 0 | 0
Exclud List New LV Plant |  | 0 | 0 | 0 | 0 | 0 | 0 | 0 | 0 | 0 | 0 | 0 | 0 | 0 | 0
Exclud List New LV Plant Rev Reqmt |  | 0 | 0 | 0 | 0 | 0 | 0 | 0 | 0 | 0 | 0 | 0 | 0 | 0 | 0
Exclude List LV LP: |  | 0 | 0 | 0 | 0 | 0 | 0 | 0 | 0 | 0 | 0 | 0 | 0 | 0 | 0
Exclude List LV Capital Dollars |  | 0 | 0 | 0 | 0 | 0 | 0 | 0 | 0 | 0 | 0 | 0 | 0 | 0 | 0 | 0
Exclude List Postage Stamp:
Exclud List New Plant |  | 0 | 0 | 0 | 0 | 0 | 0 | 0 | 0 | 0 | 0 | 0 | 0 | 0 | 0
Exclud List New Plant Rev Reqmt |  | 0 | 0 | 0 | 0 | 0 | 0 | 0 | 0 | 0 | 0 | 0 | 0 | 0 | 0
Exclude List Postage Stamp: |  | 0 | 0 | 0 | 0 | 0 | 0 | 0 | 0 | 0 | 0 | 0 | 0 | 0 | 0
Exclude List Capital Dollars |  | 0 | 0 | 0 | 0 | 0 | 0 | 0 | 0 | 0 | 0 | 0 | 0 | 0 | 0 | 0
Exclud List New 345 kV Plant |  | 0 | 0 | 0 | 0 | 0 | 0 | 0 | 0 | 0 | 0 | 0 | 0 | 0 | 0
Exclud List New 345 kV Plant Rev Reqmt |  | 0 | 0 | 0 | 0 | 0 | 0 | 0 | 0 | 0 | 0 | 0 | 0 | 0 | 0
Exclude List 345kV Postage Stamp: |  | 0 | 0 | 0 | 0 | 0 | 0 | 0 | 0 | 0 | 0 | 0 | 0 | 0 | 0
Exclude List 345 kV Capital Dollars |  | 0 | 0 | 0 | 0 | 0 | 0 | 0 | 0 | 0 | 0 | 0 | 0 | 0 | 0 | 0
Exclud List New LV Plant |  | 0 | 0 | 0 | 0 | 0 | 0 | 0 | 0 | 0 | 0 | 0 | 0 | 0 | 0
Exclud List New LV Plant Rev Reqmt |  | 0 | 0 | 0 | 0 | 0 | 0 | 0 | 0 | 0 | 0 | 0 | 0 | 0 | 0
Exclude List LV Postage Stamp: |  | 0 | 0 | 0 | 0 | 0 | 0 | 0 | 0 | 0 | 0 | 0 | 0 | 0 | 0
Exclude List LV Capital Dollars |  | 0 | 0 | 0 | 0 | 0 | 0 | 0 | 0 | 0 | 0 | 0 | 0 | 0 | 0 | 0
Coincident Load kW: | 571800 | 586095 | 600747.375 | 615766.0594 | 631160.2109 | 646939.2161 | 663112.6965 | 679690.5139 | 696682.7768 | 714099.8462 | 731952.3424 | 750251.1509 | 769007.4297 | 788232.6154 | 807938.4308

## IPL
IPL
All New Plant in Local Zone Rate (License Plate): | 2006 | 2007 | 2008 | 2009 | 2010 | 2011 | 2012 | 2013 | 2014 | 2015 | 2016 | 2017 | 2018 | 2019 | 2020 |  |  |  | Capital Dollars 2007-2020
$ per kW-Mo | 0.729 | 0.69182 | 0.67502 | 0.65333 | 0.62001 | 0.58839 | 0.55838 | 0.55441 | 0.52614 | 0.49931 | 0.47384 | 0.44967 | 0.42674 | 0.40498 | 0.38432 |  | LP | New | 9618011
Depreciation | 0.026 | -0.018954 | -0.017987 | -0.017551 | -0.016987 | -0.01612 | -0.015298 | -0.014518 | -0.014415 | -0.01368 | -0.012982 | -0.01232 | -0.011692 | -0.011095 | -0.010529 |  | HB100 | New | 174593168.7542
Load Growth | 0.025 | -0.018225 | -0.017296 | -0.016876 | -0.016333 | -0.0155 | -0.01471 | -0.01396 | -0.01386 | -0.013153 | -0.012483 | -0.011846 | -0.011242 | -0.010669 | -0.010124 |  | HB345 | New | 130168565.9481
New All Plant |  | 0 | 3000000 | 2118011 | 0 | 0 | 0 | 4500000 | 0 | 0 | 0 | 0 | 0 | 0 | 0 |  | RECB 1 | New | 33728121.9896
New All Plant Rev Rqmt |  | 0 | 600000 | 423602.2 | 0 | 0 | 0 | 900000 | 0 | 0 | 0 | 0 | 0 | 0 | 0
New All Plant LP: |  | 0 | 0.018486 | 0.012733 | 0 | 0 | 0 | 0.024508 | 0 | 0 | 0 | 0 | 0 | 0 | 0 |  | RECB 1 | New | 33728121.9896
Total New Capital Dollars |  | 0 | 3000000 | 2118011 | 0 | 0 | 0 | 4500000 | 0 | 0 | 0 | 0 | 0 | 0 | 0 | 9618011 | HB100 | Existing | 212164251.1356 | Average Balance
Total Existing and New Capital Dollars | 112604999.58 | 109533698.2165 | 109546166.5976 | 108676305.9037 | 105712159.6601 | 102828860.5054 | 100024203.3351 | 101796043.1892 | 99019556.1112 | 96318797.7182 | 93691702.5105 | 91136261.3245 | 88650519.7969 | 86232576.8694 | 83880583.3353 | 98360531.0767
All New Plant in Regional Rate (Hiway-Byway 100kV): | [16 empty] | RECB 1 | New | 33728121.9896
$ per kW-Mo | 0.729 | 0.7023 | 0.74285 | 0.80059 | 0.85945 | 0.89398 | 1.0105 | 0.98584 | 0.94271 | 0.89557 | 0.85092 | 1.1869 | 1.1326 | 1.0956 | 1.0397 |  | HB345 | Existing | 99222675.6956 | Average Balance
Depreciation |  | -0.018954 | -0.01826 | -0.019314 | -0.020815 | -0.022346 | -0.023244 | -0.026273 | -0.025632 | -0.024511 | -0.023285 | -0.022124 | -0.030859 | -0.029449 | -0.028486
Load Growth |  | -0.018225 | -0.017557 | -0.018571 | -0.020015 | -0.021486 | -0.02235 | -0.025262 | -0.024646 | -0.023568 | -0.022389 | -0.021273 | -0.029672 | -0.028316 | -0.02739 |  | HB100 | New | 172775157.7542
New All Plant Postage Stamp (Less Exclude List): |  | 0.010476 | 0.076367 | 0.084425 | 0.099687 | 0.078369 | 0.16211 | 0.026878 | 0.0071508 | 0.00093586 | 0.0010189 | 0.37938 | 0.0062801 | 0.020716 | 0 |  |  | Existing | 212218153.978 | Average Balance
Exclude List LP: |  | 0 | 0 | 0.011203 | 0 | 0 | 0 | 0 | 0 | 0 | 0 | 0 | 0 | 0 | 0
Total New Capital Dollars |  | 1618138.0423 | 12090921.4557 | 15518839.5089 | 16582177.3391 | 13361985.384 | 28330354.9286 | 4814665.4556 | 1312961.2813 | 176129.2427 | 196560.2348 | 75014070.4543 | 1272794.1268 | 4303571.3001 | 0 | 174593168.7542 | HB345 | New | 128350554.9481
[18 empty] | Existing | 100600824.3691 | Average Balance
New 345 kV Plant in Regional Rate (Hiway-Byway 345kV):
$ per kW-Mo | 0.729 | 0.69249 | 0.69583 | 0.70024 | 0.7323 | 0.72078 | 0.78325 | 0.78836 | 0.74815 | 0.71 | 0.67379 | 1.0138 | 0.96217 | 0.92345 | 0.87636 |  | Exclude List |  | 1818011
Depreciation |  | -0.018954 | -0.018005 | -0.018092 | -0.018206 | -0.01904 | -0.01874 | -0.020365 | -0.020497 | -0.019452 | -0.01846 | -0.017518 | -0.026359 | -0.025016 | -0.02401 |  |  | EHV | 0
Load Growth |  | -0.018225 | -0.017312 | -0.017396 | -0.017506 | -0.018308 | -0.018019 | -0.019581 | -0.019709 | -0.018704 | -0.01775 | -0.016845 | -0.025345 | -0.024054 | -0.023086 |  |  | LV | 1818011
New EHV Postage Stamp (Less Exclude List): |  | 0.00066515 | 0.020173 | 0.026891 | 0.067774 | 0.025825 | 0.099235 | 0.020542 | 0 | 0 | 0 | 0.37437 | 7.242e-05 | 0.010358 | 0
New LV Plant |  | 0 | 3000000 | 300000 | 0 | 0 | 0 | 4500000 | 0 | 0 | 0 | 0 | 0 | 0 | 0
New LV Rev Reqmt |  | 0 | 600000 | 60000 | 0 | 0 | 0 | 900000 | 0 | 0 | 0 | 0 | 0 | 0 | 0
LV LP: |  | 0 | 0.018486 | 0.0018035 | 0 | 0 | 0 | 0.024508 | 0 | 0 | 0 | 0 | 0 | 0 | 0
Exclude List LP: |  | 0 | 0 | 0.011203 | 0 | 0 | 0 | 0 | 0 | 0 | 0 | 0 | 0 | 0 | 0
Total New Capital Dollars |  | 102742.0582 | 6193933.5579 | 6482020.2278 | 11273692.3668 | 4403231.0672 | 17342646.2258 | 8179725.5441 | 0 | 0 | 0 | 74024185.2152 | 14677.4369 | 2151712.2482 | 0 | 130168565.9481
RECB 1:
$ per kW-Mo | 0.729 | 0.69182 | 0.67561 | 0.65436 | 0.62139 | 0.58985 | 0.56035 | 0.55701 | 0.5286 | 0.50165 | 0.47606 | 0.45398 | 0.43083 | 0.40892 | 0.38806
Depreciation |  | -0.018954 | -0.017987 | -0.017566 | -0.017013 | -0.016156 | -0.015336 | -0.014569 | -0.014482 | -0.013744 | -0.013043 | -0.012378 | -0.011803 | -0.011202 | -0.010632
Load Growth |  | -0.018225 | -0.017296 | -0.01689 | -0.016359 | -0.015535 | -0.014746 | -0.014009 | -0.013925 | -0.013215 | -0.012541 | -0.011902 | -0.01135 | -0.010771 | -0.010223
Postage Stamp Percentage | 0.2 | 0.2 | 0.2 | 0.2 | 0.2 | 0.2 | 0.2 | 0.2 | 0.2 | 0.2 | 0.2 | 0.2 | 0.2 | 0.2 | 0.2
New 345 kV Plant |  | 20548.4116 | 638786.7116 | 872801.8456 | 2254738.4734 | 880646.2134 | 3468529.2452 | 735945.1088 | 0 | 0 | 0 | 14804837.043 | 2935.4874 | 430342.4496 | 0
New Plant Rev Reqmt |  | 4109.6823 | 127757.3423 | 174560.3691 | 450947.6947 | 176129.2427 | 693705.849 | 147189.0218 | 0 | 0 | 0 | 2960967.4086 | 587.0975 | 86068.4899 | 0
RECB Postage Stamp: |  | 3.9051e-06 | 0.00011844 | 0.00015788 | 0.0003979 | 0.00015162 | 0.00058261 | 0.0001206 | 0 | 0 | 0 | 0.0021979 | 4.2518e-07 | 6.081e-05 | 0
Rest of New Plant |  | 0 | 3000000 | 300000 | 0 | 0 | 0 | 4500000 | 0 | 0 | 0 | 0 | 0 | 0 | 0
Rest of New Plant Rev Reqmt |  | 0 | 600000 | 60000 | 0 | 0 | 0 | 900000 | 0 | 0 | 0 | 0 | 0 | 0 | 0
RECB LODF LP: |  | 0 | 0.018948 | 0.0018486 | 0 | 0 | 0 | 0.025121 | 0 | 0 | 0 | 0 | 0 | 0 | 0
Exclude List LP: |  | 0 | 0 | 0.011203 | 0 | 0 | 0 | 0 | 0 | 0 | 0 | 0 | 0 | 0 | 0
Total New Capital Dollars |  | 20548.4116 | 3638786.7116 | 2990812.8456 | 2254738.4734 | 880646.2134 | 3468529.2452 | 5235945.1088 | 0 | 0 | 0 | 14804837.043 | 2935.4874 | 430342.4496 | 0 | 33728121.9896
All New Plant in RECB 1:
$ per kW-Mo |  | 3.9051e-06 | 0.01907 | 0.031307 | 0.030108 | 0.028724 | 0.027842 | 0.051664 | 0.049029 | 0.046528 | 0.044155 | 0.044101 | 0.041853 | 0.039779 | 0.03775
Depreciation |  | 0 | -1.0153e-07 | -0.00049583 | -0.00081398 | -0.00078281 | -0.00074683 | -0.00072389 | -0.0013433 | -0.0012747 | -0.0012097 | -0.001148 | -0.0011466 | -0.0010882 | -0.0010343
Load Growth |  | 0 | -9.7627e-08 | -0.00047676 | -0.00078267 | -0.0007527 | -0.0007181 | -0.00069605 | -0.0012916 | -0.0012257 | -0.0011632 | -0.0011039 | -0.0011025 | -0.0010463 | -0.00099447
Postage Stamp Percentage | 0.2 | 0.2 | 0.2 | 0.2 | 0.2 | 0.2 | 0.2 | 0.2 | 0.2 | 0.2 | 0.2 | 0.2 | 0.2 | 0.2 | 0.2
New 345 kV Plant |  | 20548.4116 | 638786.7116 | 872801.8456 | 2254738.4734 | 880646.2134 | 3468529.2452 | 735945.1088 | 0 | 0 | 0 | 14804837.043 | 2935.4874 | 430342.4496 | 0
New 345 Plant Rev Reqmt |  | 4109.6823 | 127757.3423 | 174560.3691 | 450947.6947 | 176129.2427 | 693705.849 | 147189.0218 | 0 | 0 | 0 | 2960967.4086 | 587.0975 | 86068.4899 | 0
RECB Postage Stamp: |  | 3.9051e-06 | 0.00011844 | 0.00015788 | 0.0003979 | 0.00015162 | 0.00058261 | 0.0001206 | 0 | 0 | 0 | 0.0021979 | 4.2518e-07 | 6.081e-05 | 0
Rest of New Plant |  | 0 | 3000000 | 300000 | 0 | 0 | 0 | 4500000 | 0 | 0 | 0 | 0 | 0 | 0 | 0
Rest of New Plant Rev Reqmt |  | 0 | 600000 | 60000 | 0 | 0 | 0 | 900000 | 0 | 0 | 0 | 0 | 0 | 0 | 0
RECB LODF LP: |  | 0 | 0.018948 | 0.0018486 | 0 | 0 | 0 | 0.025121 | 0 | 0 | 0 | 0 | 0 | 0 | 0
Exclude List LP: |  | 0 | 0 | 0.011203 | 0 | 0 | 0 | 0 | 0 | 0 | 0 | 0 | 0 | 0 | 0
Total RECB1 Capital Dollars |  | 20548.4116 | 3638786.7116 | 2990812.8456 | 2254738.4734 | 880646.2134 | 3468529.2452 | 5235945.1088 | 0 | 0 | 0 | 14804837.043 | 2935.4874 | 430342.4496 | 0 | 33728121.9896
All Existing Plant in Hiway-Byway:
Existing All Plant Postage Stamp Rate | 1.6797 | 1.594 | 1.5127 | 1.4356 | 1.3623 | 1.2929 | 1.2269 | 1.1644 | 1.105 | 1.0486 | 0.99514 | 0.94439 | 0.89622 | 0.85052 | 0.80714
Depreciation |  | -0.043671 | -0.041444 | -0.03933 | -0.037324 | -0.035421 | -0.033614 | -0.0319 | -0.030273 | -0.028729 | -0.027264 | -0.025874 | -0.024554 | -0.023302 | -0.022113
Load Growth |  | -0.041991 | -0.03985 | -0.037818 | -0.035889 | -0.034059 | -0.032322 | -0.030673 | -0.029109 | -0.027624 | -0.026215 | -0.024878 | -0.02361 | -0.022406 | -0.021263
RECB1 (New) HB100 (Old) | 1.6797 | 1.594 | 1.5318 | 1.4669 | 1.3925 | 1.3216 | 1.2548 | 1.216 | 1.154 | 1.0951 | 1.0393 | 0.98849 | 0.93808 | 0.89029 | 0.84489
Total Existing Capital Dollars |  | 252372250.9028 | 245488797.7594 | 238793090.8006 | 232280009.249 | 225944571.9967 | 219781933.7955 | 213787381.5512 | 207956330.7194 | 202284321.799 | 196767016.922 | 191400196.5354 | 186179756.1749 | 181101703.3253 | 176162154.3671 | 212164251.1356
Total New Capital Dollars |  | 20548.4116 | 3638786.7116 | 2990812.8456 | 2254738.4734 | 880646.2134 | 3468529.2452 | 5235945.1088 | 0 | 0 | 0 | 14804837.043 | 2935.4874 | 430342.4496 | 0 | 33728121.9896
345 kV Existing Plant in Hiway-Byway:
Existing 345 kV Postage Stamp Rate | 0.45688 | 0.43358 | 0.41147 | 0.39048 | 0.37057 | 0.35167 | 0.33374 | 0.31672 | 0.30056 | 0.28523 | 0.27069 | 0.25688 | 0.24378 | 0.23135 | 0.21955
Depreciation |  | -0.011879 | -0.011273 | -0.010698 | -0.010153 | -0.0096348 | -0.0091434 | -0.0086771 | -0.0082346 | -0.0078146 | -0.0074161 | -0.0070379 | -0.0066789 | -0.0063383 | -0.0060151
Load Growth |  | -0.011422 | -0.01084 | -0.010287 | -0.0097621 | -0.0092643 | -0.0087918 | -0.0083434 | -0.0079179 | -0.0075141 | -0.0071309 | -0.0067672 | -0.0064221 | -0.0060945 | -0.0057837
Byway Rate | 0.32864 | 0.31188 | 0.29598 | 0.28088 | 0.26656 | 0.25296 | 0.24006 | 0.22782 | 0.2162 | 0.20517 | 0.19471 | 0.18478 | 0.17535 | 0.16641 | 0.15792
Depreciation |  | -0.0085447 | -0.0081089 | -0.0076954 | -0.0073029 | -0.0069304 | -0.006577 | -0.0062416 | -0.0059232 | -0.0056212 | -0.0053345 | -0.0050624 | -0.0048042 | -0.0045592 | -0.0043267
Load Growth |  | -0.008216 | -0.007797 | -0.0073994 | -0.007022 | -0.0066639 | -0.006324 | -0.0060015 | -0.0056954 | -0.005405 | -0.0051293 | -0.0048677 | -0.0046195 | -0.0043839 | -0.0041603
RECB1 (New) HB345 (Old) | 0.78553 | 0.74547 | 0.72652 | 0.70267 | 0.66723 | 0.63336 | 0.60164 | 0.5962 | 0.56579 | 0.53693 | 0.50955 | 0.48576 | 0.46099 | 0.43754 | 0.41522
Total Existing Capital Dollars | 121336160.6866 | 118026716.9039 | 114807538.2003 | 111676162.5959 | 108630195.2611 | 105667306.6853 | 102785230.8955 | 99981763.7228 | 97254761.1173 | 94602137.5078 | 92021864.2073 | 89511967.861 | 87070528.9376 | 84695680.2609 | 82385605.5817 | 99222675.6956
Total New Capital Dollars | 0 | 20548.4116 | 3638786.7116 | 2990812.8456 | 2254738.4734 | 880646.2134 | 3468529.2452 | 5235945.1088 | 0 | 0 | 0 | 14804837.043 | 2935.4874 | 430342.4496 | 0 | 33728121.9896
All Existing and New Plant in Hiway-Byway:
$ per kW-Mo | 1.6797 | 1.6045 | 1.599 | 1.6022 | 1.6202 | 1.616 | 1.6957 | 1.6361 | 1.5598 | 1.4812 | 1.4067 | 1.7144 | 1.6332 | 1.5707 | 1.4906
Existing Plant Postage Stamp Rate | 1.6797 | 1.594 | 1.5127 | 1.4359 | 1.3627 | 1.2932 | 1.2273 | 1.1647 | 1.1053 | 1.0489 | 0.99547 | 0.94472 | 0.89655 | 0.85084 | 0.80747
Depreciation |  | -0.043671 | -0.041444 | -0.03933 | -0.037324 | -0.035421 | -0.033614 | -0.0319 | -0.030273 | -0.028729 | -0.027264 | -0.025874 | -0.024554 | -0.023302 | -0.022113
Load Growth |  | -0.041991 | -0.03985 | -0.037818 | -0.035889 | -0.034059 | -0.032322 | -0.030673 | -0.029109 | -0.027624 | -0.026215 | -0.024878 | -0.02361 | -0.022406 | -0.021263
Existing All Plant |  | 252372250.9028 | 245488797.7594 | 238847792.4711 | 232336078.4613 | 226002042.9393 | 219840841.5117 | 213847761.9603 | 208018220.6387 | 202347758.9663 | 196832040.0184 | 191466845.2093 | 186248071.0656 | 181171726.0882 | 176233927.6991
Existing All Plant Rev Reqmt |  | 50474450.1806 | 49097759.5519 | 47769558.4942 | 46467215.6923 | 45200408.5879 | 43968168.3023 | 42769552.3921 | 41603644.1277 | 40469551.7933 | 39366408.0037 | 38293369.0419 | 37249614.2131 | 36234345.2176 | 35246785.5398
New Plant Rate |  | 0.010476 | 0.086308 | 0.16633 | 0.25754 | 0.32277 | 0.46842 | 0.47141 | 0.45451 | 0.43227 | 0.41124 | 0.76965 | 0.73668 | 0.71982 | 0.68311
Depreciation |  | 0 | -0.00027237 | -0.002244 | -0.0043246 | -0.0066959 | -0.008392 | -0.012179 | -0.012257 | -0.011817 | -0.011239 | -0.010692 | -0.020011 | -0.019154 | -0.018715
Load Growth |  | 0 | -0.00026189 | -0.0021577 | -0.0041583 | -0.0064384 | -0.0080693 | -0.01171 | -0.011785 | -0.011363 | -0.010807 | -0.010281 | -0.019241 | -0.018417 | -0.017996
New All Plant Postage Stamp (Less Exclude List): |  | 0.010476 | 0.076367 | 0.084425 | 0.099687 | 0.078369 | 0.16211 | 0.026878 | 0.0071508 | 0.00093586 | 0.0010189 | 0.37938 | 0.0062801 | 0.020716 | 0
New All Plant |  | 1618138.0423 | 12090921.4557 | 13700828.5089 | 16582177.3391 | 13361985.384 | 28330354.9286 | 4814665.4556 | 1312961.2813 | 176129.2427 | 196560.2348 | 75014070.4543 | 1272794.1268 | 4303571.3001 | 0
New All Plant Rev Reqmt |  | 323627.6085 | 2418184.2911 | 2740165.7018 | 3316435.4678 | 2672397.0768 | 5666070.9857 | 962933.0911 | 262592.2563 | 35225.8485 | 39312.047 | 15002814.0909 | 254558.8254 | 860714.26 | 0
Exclude List LP: |  | 0 | 0 | 0 | 0 | 0 | 0 | 0 | 0 | 0 | 0 | 0 | 0 | 0 | 0
Exclud List New Plant |  | 0 | 0 | 0 | 0 | 0 | 0 | 0 | 0 | 0 | 0 | 0 | 0 | 0 | 0
Exclud List New Plant Rev Reqmt |  | 0 | 0 | 0 | 0 | 0 | 0 | 0 | 0 | 0 | 0 | 0 | 0 | 0 | 0
Total Existing Capital Dollars | 259448714.5934 | 252372250.9028 | 245488797.7594 | 238847792.4711 | 232336078.4613 | 226002042.9393 | 219840841.5117 | 213847761.9603 | 208018220.6387 | 202347758.9663 | 196832040.0184 | 191466845.2093 | 186248071.0656 | 181171726.0882 | 176233927.6991 | 212218153.978
Total New Capital Dollars | 0 | 1618138.0423 | 12090921.4557 | 13700828.5089 | 16582177.3391 | 13361985.384 | 28330354.9286 | 4814665.4556 | 1312961.2813 | 176129.2427 | 196560.2348 | 75014070.4543 | 1272794.1268 | 4303571.3001 | 0 | 172775157.7542
345 kV Existing and New Plant in Hiway-Byway - Rest in LP:
$ per kW-Mo | 0.78553 | 0.74613 | 0.7472 | 0.74903 | 0.77861 | 0.76472 | 0.82496 | 0.82855 | 0.78629 | 0.74619 | 0.70813 | 1.0464 | 0.9931 | 0.95281 | 0.90422
Existing 345 PostageStamp Rate | 0.45688 | 0.43358 | 0.41147 | 0.39048 | 0.37057 | 0.35167 | 0.33374 | 0.31672 | 0.30056 | 0.28523 | 0.27069 | 0.25688 | 0.24378 | 0.23135 | 0.21955
Depreciation |  | -0.011879 | -0.011273 | -0.010698 | -0.010153 | -0.0096348 | -0.0091434 | -0.0086771 | -0.0082346 | -0.0078146 | -0.0074161 | -0.0070379 | -0.0066789 | -0.0063383 | -0.0060151
Load Growth |  | -0.011422 | -0.01084 | -0.010287 | -0.0097621 | -0.0092643 | -0.0087918 | -0.0083434 | -0.0079179 | -0.0075141 | -0.0071309 | -0.0067672 | -0.0064221 | -0.0060945 | -0.0057837
Existing 345 kV Plant |  | 68647643.2834 | 66775278.8128 | 64953983.0832 | 63182363.1946 | 61459064.2385 | 59782768.2613 | 58152193.257 | 56566092.1859 | 55023252.0216 | 53522492.8227 | 52062666.8309 | 50642657.5931 | 49261379.1073 | 47917774.9921
Existing 345 kV Plant Rev Reqmt |  | 13729528.6567 | 13355055.7626 | 12990796.6166 | 12636472.6389 | 12291812.8477 | 11956553.6523 | 11630438.6514 | 11313218.4372 | 11004650.4043 | 10704498.5645 | 10412533.3662 | 10128531.5186 | 9852275.8215 | 9583554.9984
Existing Rest of Plant Byway Rate | 0.32864 | 0.31188 | 0.29598 | 0.29208 | 0.27719 | 0.26305 | 0.24963 | 0.2369 | 0.22482 | 0.21336 | 0.20247 | 0.19215 | 0.18235 | 0.17305 | 0.16422
Depreciation |  | -0.0085447 | -0.0081089 | -0.0076954 | -0.0075942 | -0.0072069 | -0.0068393 | -0.0064905 | -0.0061595 | -0.0058454 | -0.0055472 | -0.0052643 | -0.0049958 | -0.0047411 | -0.0044993
Load Growth |  | -0.008216 | -0.007797 | -0.0073994 | -0.0073021 | -0.0069297 | -0.0065763 | -0.0062409 | -0.0059226 | -0.0056205 | -0.0053339 | -0.0050619 | -0.0048037 | -0.0045587 | -0.0043262
Rest of Plant |  | 49379073.6205 | 48032259.3875 | 48585640.7877 | 47260467.4352 | 45971438.1859 | 44717567.2094 | 43497895.5638 | 42311490.4623 | 41157444.5599 | 40034875.2595 | 38942924.0368 | 37880755.7837 | 36847558.1697 | 35842541.0207
Rest of Plant Rev Reqmt |  | 9875814.7241 | 9606451.8775 | 9717128.1575 | 9452093.487 | 9194287.6372 | 8943513.4419 | 8699579.1128 | 8462298.0925 | 8231488.912 | 8006975.0519 | 7788584.8074 | 7576151.1567 | 7369511.6339 | 7168508.2041
New Plant Rate |  | 0.00066515 | 0.039752 | 0.066465 | 0.13085 | 0.15 | 0.24159 | 0.27493 | 0.26091 | 0.2476 | 0.23497 | 0.59736 | 0.56697 | 0.54841 | 0.52044
Depreciation |  | 0 | -1.7294e-05 | -0.0010336 | -0.0017281 | -0.0034021 | -0.0039 | -0.0062812 | -0.0071481 | -0.0067836 | -0.0064376 | -0.0061093 | -0.015531 | -0.014741 | -0.014259
Load Growth |  | 0 | -1.6629e-05 | -0.00099381 | -0.0016616 | -0.0032712 | -0.00375 | -0.0060397 | -0.0068732 | -0.0065227 | -0.00619 | -0.0058743 | -0.014934 | -0.014174 | -0.01371
New EHV Postage Stamp (Less Exclude List): |  | 0.00066515 | 0.020173 | 0.026891 | 0.067774 | 0.025825 | 0.099235 | 0.020542 | 0 | 0 | 0 | 0.37437 | 7.242e-05 | 0.010358 | 0
New 345 kV Plant |  | 102742.0582 | 3193933.5579 | 4364009.2278 | 11273692.3668 | 4403231.0672 | 17342646.2258 | 3679725.5441 | 0 | 0 | 0 | 74024185.2152 | 14677.4369 | 2151712.2482 | 0
New 345 Plant Rev Reqmt |  | 20548.4116 | 638786.7116 | 872801.8456 | 2254738.4734 | 880646.2134 | 3468529.2452 | 735945.1088 | 0 | 0 | 0 | 14804837.043 | 2935.4874 | 430342.4496 | 0
New LV LP: |  | 0 | 0.018948 | 0.0018486 | 0 | 0 | 0 | 0.025121 | 0 | 0 | 0 | 0 | 0 | 0 | 0
New LV Plant |  | 0 | 3000000 | 300000 | 0 | 0 | 0 | 4500000 | 0 | 0 | 0 | 0 | 0 | 0 | 0
New LV Rev Reqmt |  | 0 | 600000 | 60000 | 0 | 0 | 0 | 900000 | 0 | 0 | 0 | 0 | 0 | 0 | 0
Exclude List LP: |  | 0 | 0 | 0 | 0 | 0 | 0 | 0 | 0 | 0 | 0 | 0 | 0 | 0 | 0
Exclud List New Plant |  | 0 | 0 | 0 | 0 | 0 | 0 | 0 | 0 | 0 | 0 | 0 | 0 | 0 | 0
Exclud List New Plant Rev Reqmt |  | 0 | 0 | 0 | 0 | 0 | 0 | 0 | 0 | 0 | 0 | 0 | 0 | 0 | 0
Total Existing Capital Dollars |  | 118026716.9039 | 114807538.2003 | 113539623.8709 | 110442830.6298 | 107430502.4244 | 104500335.4708 | 101650088.8208 | 98877582.6482 | 96180696.5815 | 93557368.0822 | 91005590.8678 | 88523413.3769 | 86108937.277 | 83760316.0128 | 100600824.3691
Total New Capital Dollars |  | 102742.0582 | 6193933.5579 | 4664009.2278 | 11273692.3668 | 4403231.0672 | 17342646.2258 | 8179725.5441 | 0 | 0 | 0 | 74024185.2152 | 14677.4369 | 2151712.2482 | 0 | 128350554.9481
Exclude List LP:
Exclud List New Plant |  | 0 | 0 | 1818011 | 0 | 0 | 0 | 0 | 0 | 0 | 0 | 0 | 0 | 0 | 0
Exclud List New Plant Rev Reqmt |  | 0 | 0 | 363602.2 | 0 | 0 | 0 | 0 | 0 | 0 | 0 | 0 | 0 | 0 | 0
Exclude List LP: |  | 0 | 0 | 0.011203 | 0 | 0 | 0 | 0 | 0 | 0 | 0 | 0 | 0 | 0 | 0
Exclude List Capital Dollars |  | 0 | 0 | 1818011 | 0 | 0 | 0 | 0 | 0 | 0 | 0 | 0 | 0 | 0 | 0 | 1818011
Exclud List New 345 kV Plant |  | 0 | 0 | 0 | 0 | 0 | 0 | 0 | 0 | 0 | 0 | 0 | 0 | 0 | 0
Exclud List New 345 kV Plant Rev Reqmt |  | 0 | 0 | 0 | 0 | 0 | 0 | 0 | 0 | 0 | 0 | 0 | 0 | 0 | 0
Exclude List 345kV LP: |  | 0 | 0 | 0 | 0 | 0 | 0 | 0 | 0 | 0 | 0 | 0 | 0 | 0 | 0
Exclude List 345 kV Capital Dollars |  | 0 | 0 | 0 | 0 | 0 | 0 | 0 | 0 | 0 | 0 | 0 | 0 | 0 | 0 | 0
Exclud List New LV Plant |  | 0 | 0 | 1818011 | 0 | 0 | 0 | 0 | 0 | 0 | 0 | 0 | 0 | 0 | 0
Exclud List New LV Plant Rev Reqmt |  | 0 | 0 | 363602.2 | 0 | 0 | 0 | 0 | 0 | 0 | 0 | 0 | 0 | 0 | 0
Exclude List LV LP: |  | 0 | 0 | 0.011203 | 0 | 0 | 0 | 0 | 0 | 0 | 0 | 0 | 0 | 0 | 0
Exclude List LV Capital Dollars |  | 0 | 0 | 1818011 | 0 | 0 | 0 | 0 | 0 | 0 | 0 | 0 | 0 | 0 | 0 | 1818011
Exclude List Postage Stamp:
Exclud List New Plant |  | 0 | 0 | 1818011 | 0 | 0 | 0 | 0 | 0 | 0 | 0 | 0 | 0 | 0 | 0
Exclud List New Plant Rev Reqmt |  | 0 | 0 | 363602.2 | 0 | 0 | 0 | 0 | 0 | 0 | 0 | 0 | 0 | 0 | 0
Exclude List Postage Stamp: |  | 0 | 0 | 0.00032885 | 0 | 0 | 0 | 0 | 0 | 0 | 0 | 0 | 0 | 0 | 0
Exclude List Capital Dollars |  | 0 | 0 | 1818011 | 0 | 0 | 0 | 0 | 0 | 0 | 0 | 0 | 0 | 0 | 0 | 1818011
Exclud List New 345 kV Plant |  | 0 | 0 | 0 | 0 | 0 | 0 | 0 | 0 | 0 | 0 | 0 | 0 | 0 | 0
Exclud List New 345 kV Plant Rev Reqmt |  | 0 | 0 | 0 | 0 | 0 | 0 | 0 | 0 | 0 | 0 | 0 | 0 | 0 | 0
Exclude List 345kV Postage Stamp: |  | 0 | 0 | 0 | 0 | 0 | 0 | 0 | 0 | 0 | 0 | 0 | 0 | 0 | 0
Exclude List 345 kV Capital Dollars |  | 0 | 0 | 0 | 0 | 0 | 0 | 0 | 0 | 0 | 0 | 0 | 0 | 0 | 0 | 0
Exclud List New LV Plant |  | 0 | 0 | 1818011 | 0 | 0 | 0 | 0 | 0 | 0 | 0 | 0 | 0 | 0 | 0
Exclud List New LV Plant Rev Reqmt |  | 0 | 0 | 363602.2 | 0 | 0 | 0 | 0 | 0 | 0 | 0 | 0 | 0 | 0 | 0
Exclude List LV Postage Stamp: |  | 0 | 0 | 0.00032885 | 0 | 0 | 0 | 0 | 0 | 0 | 0 | 0 | 0 | 0 | 0
Exclude List LV Capital Dollars |  | 0 | 0 | 1818011 | 0 | 0 | 0 | 0 | 0 | 0 | 0 | 0 | 0 | 0 | 0 | 1818011
Coincident Load kW: | 2574417 | 2638777.425 | 2704746.8606 | 2772365.5321 | 2841674.6704 | 2912716.5372 | 2985534.4506 | 3060172.8119 | 3136677.1322 | 3215094.0605 | 3295471.412 | 3377858.1973 | 3462304.6522 | 3548862.2686 | 3637583.8253

## ITC
ITC
All New Plant in Local Zone Rate (License Plate): | 2006 | 2007 | 2008 | 2009 | 2010 | 2011 | 2012 | 2013 | 2014 | 2015 | 2016 | 2017 | 2018 | 2019 | 2020 |  |  |  | Capital Dollars 2007-2020
$ per kW-Mo | 1.765 | 1.7663 | 1.9073 | 2.0573 | 2.0008 | 1.9753 | 1.8745 | 1.7789 | 1.6882 | 1.6021 | 1.5204 | 3.3846 | 3.212 | 3.0482 | 2.8927 |  | LP | New | 1822555082.1565
Depreciation | 0.026 | -0.04589 | -0.045923 | -0.049591 | -0.053491 | -0.05202 | -0.051357 | -0.048738 | -0.046253 | -0.043894 | -0.041655 | -0.039531 | -0.087999 | -0.083511 | -0.079252 |  | HB100 | New | 652489398.6372
Load Growth | 0.025 | -0.044125 | -0.044157 | -0.047683 | -0.051433 | -0.05002 | -0.049382 | -0.046864 | -0.044474 | -0.042205 | -0.040053 | -0.03801 | -0.084615 | -0.080299 | -0.076204 |  | HB345 | New | 731907271.1253
New All Plant |  | 50600000 | 134600000 | 147600000 | 29600000 | 48000000 | 0 | 0 | 0 | 0 | 0 | 1412155082.1565 | 0 | 0 | 0 |  | RECB 1 | New | 1604425519.9502
New All Plant Rev Rqmt |  | 10120000 | 26920000 | 29520000 | 5920000 | 9600000 | 0 | 0 | 0 | 0 | 0 | 282431016.4313 | 0 | 0 | 0
New All Plant LP: |  | 0.091289 | 0.23113 | 0.24728 | 0.04838 | 0.07654 | 0 | 0 | 0 | 0 | 0 | 1.9417 | 0 | 0 | 0 |  | RECB 1 | New | 1604425519.9502
Total New Capital Dollars |  | 50600000 | 134600000 | 147600000 | 29600000 | 48000000 | 0 | 0 | 0 | 0 | 0 | 1412155082.1565 | 0 | 0 | 0 | 1822555082.1565 | HB100 | Existing | 761333910.4051 | Average Balance
Total Existing and New Capital Dollars | 978312989.7 | 1003494502.9059 | 1110724190.3392 | 1228029188.0477 | 1224134691.9437 | 1238746418.2209 | 1204959609.6639 | 1172094336.3103 | 1140125463.2875 | 1109028541.2763 | 1078779787.813 | 2461511151.2569 | 2394373434.6064 | 2329066899.1775 | 2265541599.5024 | 1497186415.3108
All New Plant in Regional Rate (Hiway-Byway 100kV): | [16 empty] | RECB 1 | New | 1604425519.9502
$ per kW-Mo | 1.765 | 1.7188 | 1.7322 | 1.7283 | 1.7398 | 1.7295 | 1.8034 | 1.7383 | 1.6568 | 1.5732 | 1.494 | 1.7972 | 1.7118 | 1.6452 | 1.5613 |  | HB345 | Existing | 686312752.5751 | Average Balance
Depreciation |  | -0.04589 | -0.04469 | -0.045037 | -0.044935 | -0.045235 | -0.044966 | -0.046887 | -0.045195 | -0.043076 | -0.040903 | -0.038844 | -0.046727 | -0.044507 | -0.042776
Load Growth |  | -0.044125 | -0.042971 | -0.043305 | -0.043207 | -0.043495 | -0.043236 | -0.045084 | -0.043457 | -0.041419 | -0.03933 | -0.03735 | -0.044929 | -0.042795 | -0.04113 |  | HB100 | New | 619989398.6372
New All Plant Postage Stamp (Less Exclude List): |  | 0.010476 | 0.076367 | 0.084425 | 0.099687 | 0.078369 | 0.16211 | 0.026878 | 0.0071508 | 0.00093586 | 0.0010189 | 0.37938 | 0.0062801 | 0.020716 | 0 |  |  | Existing | 765325495.8757 | Average Balance
Exclude List LP: |  | 0.033376 | 0.024642 | 0 | 0 | 0 | 0 | 0 | 0 | 0 | 0 | 0 | 0 | 0 | 0
Total New Capital Dollars |  | 24306554.859 | 57387274.072 | 49164292.7053 | 59503775.2545 | 47948382.1082 | 101661141.2408 | 17277029.7492 | 4711453.2308 | 632025.2557 | 705340.1854 | 269181802.7247 | 4567316.7111 | 15443010.5406 | 0 | 652489398.6372 | HB345 | New | 699407271.1253
[18 empty] | Existing | 713602422.4302 | Average Balance
New 345 kV Plant in Regional Rate (Hiway-Byway 345kV):
$ per kW-Mo | 1.765 | 1.7606 | 1.9124 | 1.9534 | 1.9361 | 1.9174 | 1.9188 | 1.8415 | 1.7476 | 1.6585 | 1.5739 | 1.8874 | 1.7912 | 1.7102 | 1.623 |  | Exclude List |  | 32500000
Depreciation |  | -0.04589 | -0.045776 | -0.049723 | -0.050788 | -0.050338 | -0.049852 | -0.049889 | -0.047879 | -0.045437 | -0.04312 | -0.040921 | -0.049072 | -0.046572 | -0.044466 |  |  | EHV | 0
Load Growth |  | -0.044125 | -0.044016 | -0.047811 | -0.048834 | -0.048402 | -0.047934 | -0.047971 | -0.046038 | -0.04369 | -0.041461 | -0.039347 | -0.047185 | -0.04478 | -0.042756 |  |  | LV | 32500000
New EHV Postage Stamp (Less Exclude List): |  | 0.00066515 | 0.020173 | 0.026891 | 0.067774 | 0.025825 | 0.099235 | 0.020542 | 0 | 0 | 0 | 0.37437 | 7.242e-05 | 0.010358 | 0
New LV Plant |  | 28600000 | 114600000 | 66600000 | 8900000 | 34000000 | 0 | 0 | 0 | 0 | 0 | 14121550.8216 | 0 | 0 | 0
New LV Rev Reqmt |  | 5720000 | 22920000 | 13320000 | 1780000 | 6800000 | 0 | 0 | 0 | 0 | 0 | 2824310.1643 | 0 | 0 | 0
LV LP: |  | 0.051598 | 0.19679 | 0.11158 | 0.014547 | 0.054216 | 0 | 0 | 0 | 0 | 0 | 0.019417 | 0 | 0 | 0
Exclude List LP: |  | 0.033376 | 0.024642 | 0 | 0 | 0 | 0 | 0 | 0 | 0 | 0 | 0 | 0 | 0 | 0
Total New Capital Dollars |  | 47468681.3992 | 140061167.0543 | 82259887.0576 | 49354714.9124 | 49800631.3924 | 62232655.1111 | 13204391.5162 | 0 | 0 | 0 | 279751232.037 | 52668.7713 | 7721241.8738 | 0 | 731907271.1253
RECB 1:
$ per kW-Mo | 1.765 | 1.765 | 1.9102 | 2.039 | 1.9791 | 1.9526 | 1.8551 | 1.7609 | 1.6711 | 1.5859 | 1.505 | 3.0323 | 2.8777 | 2.7311 | 2.5919
Depreciation |  | -0.04589 | -0.045891 | -0.049666 | -0.053014 | -0.051457 | -0.050767 | -0.048233 | -0.045784 | -0.043449 | -0.041233 | -0.03913 | -0.078841 | -0.07482 | -0.07101
Load Growth |  | -0.044125 | -0.044126 | -0.047756 | -0.050975 | -0.049478 | -0.048815 | -0.046378 | -0.044023 | -0.041778 | -0.039647 | -0.037625 | -0.075808 | -0.071942 | -0.068279
Postage Stamp Percentage | 0.2 | 0.2 | 0.2 | 0.2 | 0.2 | 0.2 | 0.2 | 0.2 | 0.2 | 0.2 | 0.2 | 0.2 | 0.2 | 0.2 | 0.2
New 345 kV Plant |  | 73736.2798 | 2292233.4109 | 3131977.4115 | 8090942.9825 | 3160126.2785 | 12446531.0222 | 2640878.3032 | 0 | 0 | 0 | 53125936.2431 | 10533.7543 | 1544248.3748 | 0
New Plant Rev Reqmt |  | 14747.256 | 458446.6822 | 626395.4823 | 1618188.5965 | 632025.2557 | 2489306.2044 | 528175.6606 | 0 | 0 | 0 | 10625187.2486 | 2106.7509 | 308849.675 | 0
RECB Postage Stamp: |  | 1.4013e-05 | 0.000425 | 0.00056653 | 0.0014278 | 0.00054408 | 0.0020906 | 0.00043277 | 0 | 0 | 0 | 0.0078871 | 1.5257e-06 | 0.00021821 | 0
Rest of New Plant |  | 31400000 | 119400000 | 131400000 | 25460000 | 45200000 | 0 | 0 | 0 | 0 | 0 | 1132548375.8895 | 0 | 0 | 0
Rest of New Plant Rev Reqmt |  | 6280000 | 23880000 | 26280000 | 5092000 | 9040000 | 0 | 0 | 0 | 0 | 0 | 226509675.1779 | 0 | 0 | 0
RECB LODF LP: |  | 0.05665 | 0.21016 | 0.22564 | 0.042653 | 0.073877 | 0 | 0 | 0 | 0 | 0 | 1.5962 | 0 | 0 | 0
Exclude List LP: |  | 0.033376 | 0.024642 | 0 | 0 | 0 | 0 | 0 | 0 | 0 | 0 | 0 | 0 | 0 | 0
Total New Capital Dollars |  | 49973736.2798 | 135692233.4109 | 134531977.4115 | 33550942.9825 | 48360126.2785 | 12446531.0222 | 2640878.3032 | 0 | 0 | 0 | 1185674312.1326 | 10533.7543 | 1544248.3748 | 0 | 1604425519.9502
All New Plant in RECB 1:
$ per kW-Mo |  | 0.09004 | 0.32067 | 0.53052 | 0.54755 | 0.59405 | 0.56584 | 0.53741 | 0.51001 | 0.484 | 0.45931 | 2.04 | 1.9359 | 1.8374 | 1.7437
Depreciation |  | 0 | -0.002341 | -0.0083375 | -0.013794 | -0.014236 | -0.015445 | -0.014712 | -0.013973 | -0.01326 | -0.012584 | -0.011942 | -0.053039 | -0.050334 | -0.047773
Load Growth |  | 0 | -0.002251 | -0.0080168 | -0.013263 | -0.013689 | -0.014851 | -0.014146 | -0.013435 | -0.01275 | -0.0121 | -0.011483 | -0.050999 | -0.048398 | -0.045935
Postage Stamp Percentage | 0.2 | 0.2 | 0.2 | 0.2 | 0.2 | 0.2 | 0.2 | 0.2 | 0.2 | 0.2 | 0.2 | 0.2 | 0.2 | 0.2 | 0.2
New 345 kV Plant |  | 73736.2798 | 2292233.4109 | 3131977.4115 | 8090942.9825 | 3160126.2785 | 12446531.0222 | 2640878.3032 | 0 | 0 | 0 | 53125936.2431 | 10533.7543 | 1544248.3748 | 0
New 345 Plant Rev Reqmt |  | 14747.256 | 458446.6822 | 626395.4823 | 1618188.5965 | 632025.2557 | 2489306.2044 | 528175.6606 | 0 | 0 | 0 | 10625187.2486 | 2106.7509 | 308849.675 | 0
RECB Postage Stamp: |  | 1.4013e-05 | 0.000425 | 0.00056653 | 0.0014278 | 0.00054408 | 0.0020906 | 0.00043277 | 0 | 0 | 0 | 0.0078871 | 1.5257e-06 | 0.00021821 | 0
Rest of New Plant |  | 31400000 | 119400000 | 131400000 | 25460000 | 45200000 | 0 | 0 | 0 | 0 | 0 | 1132548375.8895 | 0 | 0 | 0
Rest of New Plant Rev Reqmt |  | 6280000 | 23880000 | 26280000 | 5092000 | 9040000 | 0 | 0 | 0 | 0 | 0 | 226509675.1779 | 0 | 0 | 0
RECB LODF LP: |  | 0.05665 | 0.21016 | 0.22564 | 0.042653 | 0.073877 | 0 | 0 | 0 | 0 | 0 | 1.5962 | 0 | 0 | 0
Exclude List LP: |  | 0.033376 | 0.024642 | 0 | 0 | 0 | 0 | 0 | 0 | 0 | 0 | 0 | 0 | 0 | 0
Total RECB1 Capital Dollars |  | 49973736.2798 | 135692233.4109 | 134531977.4115 | 33550942.9825 | 48360126.2785 | 12446531.0222 | 2640878.3032 | 0 | 0 | 0 | 1185674312.1326 | 10533.7543 | 1544248.3748 | 0 | 1604425519.9502
All Existing Plant in Hiway-Byway:
Existing All Plant Postage Stamp Rate | 1.6797 | 1.594 | 1.5127 | 1.4356 | 1.3623 | 1.2929 | 1.2269 | 1.1644 | 1.105 | 1.0486 | 0.99514 | 0.94439 | 0.89622 | 0.85052 | 0.80714
Depreciation |  | -0.043671 | -0.041444 | -0.03933 | -0.037324 | -0.035421 | -0.033614 | -0.0319 | -0.030273 | -0.028729 | -0.027264 | -0.025874 | -0.024554 | -0.023302 | -0.022113
Load Growth |  | -0.041991 | -0.03985 | -0.037818 | -0.035889 | -0.034059 | -0.032322 | -0.030673 | -0.029109 | -0.027624 | -0.026215 | -0.024878 | -0.02361 | -0.022406 | -0.021263
RECB1 (New) HB100 (Old) | 1.6797 | 1.684 | 1.8334 | 1.9661 | 1.9099 | 1.8869 | 1.7928 | 1.7018 | 1.615 | 1.5326 | 1.4545 | 2.9844 | 2.8322 | 2.6879 | 2.5508
Total Existing Capital Dollars |  | 905617000.1741 | 880916296.4943 | 856889304.5074 | 833517648.727 | 810783454.858 | 788669336.1267 | 767158379.9839 | 746234135.1698 | 725880599.133 | 706082205.7917 | 686823813.6287 | 668090694.112 | 649868520.4301 | 632143356.5354 | 761333910.4051
Total New Capital Dollars |  | 49973736.2798 | 135692233.4109 | 134531977.4115 | 33550942.9825 | 48360126.2785 | 12446531.0222 | 2640878.3032 | 0 | 0 | 0 | 1185674312.1326 | 10533.7543 | 1544248.3748 | 0 | 1604425519.9502
345 kV Existing Plant in Hiway-Byway:
Existing 345 kV Postage Stamp Rate | 0.45688 | 0.43358 | 0.41147 | 0.39048 | 0.37057 | 0.35167 | 0.33374 | 0.31672 | 0.30056 | 0.28523 | 0.27069 | 0.25688 | 0.24378 | 0.23135 | 0.21955
Depreciation |  | -0.011879 | -0.011273 | -0.010698 | -0.010153 | -0.0096348 | -0.0091434 | -0.0086771 | -0.0082346 | -0.0078146 | -0.0074161 | -0.0070379 | -0.0066789 | -0.0063383 | -0.0060151
Load Growth |  | -0.011422 | -0.01084 | -0.010287 | -0.0097621 | -0.0092643 | -0.0087918 | -0.0083434 | -0.0079179 | -0.0075141 | -0.0071309 | -0.0067672 | -0.0064221 | -0.0060945 | -0.0057837
Byway Rate | 1.0573 | 1.0033 | 0.95217 | 0.90361 | 0.85753 | 0.81379 | 0.77229 | 0.7329 | 0.69553 | 0.66005 | 0.62639 | 0.59445 | 0.56413 | 0.53536 | 0.50805
Depreciation |  | -0.027489 | -0.026087 | -0.024757 | -0.023494 | -0.022296 | -0.021159 | -0.02008 | -0.019056 | -0.018084 | -0.017161 | -0.016286 | -0.015456 | -0.014667 | -0.013919
Load Growth |  | -0.026432 | -0.025084 | -0.023804 | -0.02259 | -0.021438 | -0.020345 | -0.019307 | -0.018323 | -0.017388 | -0.016501 | -0.01566 | -0.014861 | -0.014103 | -0.013384
RECB1 (New) HB345 (Old) | 1.5141 | 1.527 | 1.6843 | 1.8246 | 1.7756 | 1.7595 | 1.6719 | 1.587 | 1.5061 | 1.4293 | 1.3564 | 2.8913 | 2.7438 | 2.6041 | 2.4713
Total Existing Capital Dollars | 839269389.2188 | 816378316.6278 | 794111598.0418 | 772452204.2052 | 751383570.3355 | 730889583.4546 | 710954570.0659 | 691563284.1673 | 672700895.5917 | 654352978.6644 | 636505501.1713 | 619144813.6269 | 602257638.8352 | 585831061.736 | 569852519.5271 | 686312752.5751
Total New Capital Dollars | 0 | 49973736.2798 | 135692233.4109 | 134531977.4115 | 33550942.9825 | 48360126.2785 | 12446531.0222 | 2640878.3032 | 0 | 0 | 0 | 1185674312.1326 | 10533.7543 | 1544248.3748 | 0 | 1604425519.9502
All Existing and New Plant in Hiway-Byway:
$ per kW-Mo | 1.6797 | 1.608 | 1.6051 | 1.608 | 1.626 | 1.6217 | 1.7015 | 1.6419 | 1.5656 | 1.487 | 1.4125 | 1.7201 | 1.639 | 1.5764 | 1.4964
Existing Plant Postage Stamp Rate | 1.6797 | 1.5975 | 1.5188 | 1.4417 | 1.3685 | 1.299 | 1.233 | 1.1705 | 1.1111 | 1.0547 | 1.0012 | 0.9505 | 0.90233 | 0.85663 | 0.81325
Depreciation |  | -0.043671 | -0.041444 | -0.03933 | -0.037324 | -0.035421 | -0.033614 | -0.0319 | -0.030273 | -0.028729 | -0.027264 | -0.025874 | -0.024554 | -0.023302 | -0.022113
Load Growth |  | -0.041991 | -0.03985 | -0.037818 | -0.035889 | -0.034059 | -0.032322 | -0.030673 | -0.029109 | -0.027624 | -0.026215 | -0.024878 | -0.02361 | -0.022406 | -0.021263
Existing All Plant |  | 907614463.3259 | 884475289.9615 | 860537272.8113 | 837256816.2385 | 814616101.5572 | 792597798.9935 | 771185054.4223 | 750361476.4692 | 730111123.9649 | 710418493.7443 | 691268508.7802 | 672646506.6422 | 654538228.2736 | 636929807.075
Existing All Plant Rev Reqmt |  | 181522892.6652 | 176895057.9923 | 172107454.5623 | 167451363.2477 | 162923220.3114 | 158519559.7987 | 154237010.8845 | 150072295.2938 | 146022224.793 | 142083698.7489 | 138253701.756 | 134529301.3284 | 130907645.6547 | 127385961.415
New Plant Rate |  | 0.010476 | 0.086308 | 0.16633 | 0.25754 | 0.32277 | 0.46842 | 0.47141 | 0.45451 | 0.43227 | 0.41124 | 0.76965 | 0.73668 | 0.71982 | 0.68311
Depreciation |  | 0 | -0.00027237 | -0.002244 | -0.0043246 | -0.0066959 | -0.008392 | -0.012179 | -0.012257 | -0.011817 | -0.011239 | -0.010692 | -0.020011 | -0.019154 | -0.018715
Load Growth |  | 0 | -0.00026189 | -0.0021577 | -0.0041583 | -0.0064384 | -0.0080693 | -0.01171 | -0.011785 | -0.011363 | -0.010807 | -0.010281 | -0.019241 | -0.018417 | -0.017996
New All Plant Postage Stamp (Less Exclude List): |  | 0.010476 | 0.076367 | 0.084425 | 0.099687 | 0.078369 | 0.16211 | 0.026878 | 0.0071508 | 0.00093586 | 0.0010189 | 0.37938 | 0.0062801 | 0.020716 | 0
New All Plant |  | 5806554.859 | 43387274.072 | 49164292.7053 | 59503775.2545 | 47948382.1082 | 101661141.2408 | 17277029.7492 | 4711453.2308 | 632025.2557 | 705340.1854 | 269181802.7247 | 4567316.7111 | 15443010.5406 | 0
New All Plant Rev Reqmt |  | 1161310.9718 | 8677454.8144 | 9832858.5411 | 11900755.0509 | 9589676.4216 | 20332228.2482 | 3455405.9498 | 942290.6462 | 126405.0511 | 141068.0371 | 53836360.5449 | 913463.3422 | 3088602.1081 | 0
Exclude List LP: |  | 0 | 0 | 0 | 0 | 0 | 0 | 0 | 0 | 0 | 0 | 0 | 0 | 0 | 0
Exclud List New Plant |  | 0 | 0 | 0 | 0 | 0 | 0 | 0 | 0 | 0 | 0 | 0 | 0 | 0 | 0
Exclud List New Plant Rev Reqmt |  | 0 | 0 | 0 | 0 | 0 | 0 | 0 | 0 | 0 | 0 | 0 | 0 | 0 | 0
Total Existing Capital Dollars | 931010306.2778 | 907614463.3259 | 884475289.9615 | 860537272.8113 | 837256816.2385 | 814616101.5572 | 792597798.9935 | 771185054.4223 | 750361476.4692 | 730111123.9649 | 710418493.7443 | 691268508.7802 | 672646506.6422 | 654538228.2736 | 636929807.075 | 765325495.8757
Total New Capital Dollars | 0 | 5806554.859 | 43387274.072 | 49164292.7053 | 59503775.2545 | 47948382.1082 | 101661141.2408 | 17277029.7492 | 4711453.2308 | 632025.2557 | 705340.1854 | 269181802.7247 | 4567316.7111 | 15443010.5406 | 0 | 619989398.6372
345 kV Existing and New Plant in Hiway-Byway - Rest in LP:
$ per kW-Mo | 1.5141 | 1.5226 | 1.6914 | 1.7464 | 1.74 | 1.7327 | 1.7436 | 1.6752 | 1.5898 | 1.5087 | 1.4317 | 1.753 | 1.6637 | 1.5892 | 1.5081
Existing 345 PostageStamp Rate | 0.45688 | 0.43358 | 0.41147 | 0.39048 | 0.37057 | 0.35167 | 0.33374 | 0.31672 | 0.30056 | 0.28523 | 0.27069 | 0.25688 | 0.24378 | 0.23135 | 0.21955
Depreciation |  | -0.011879 | -0.011273 | -0.010698 | -0.010153 | -0.0096348 | -0.0091434 | -0.0086771 | -0.0082346 | -0.0078146 | -0.0074161 | -0.0070379 | -0.0066789 | -0.0063383 | -0.0060151
Load Growth |  | -0.011422 | -0.01084 | -0.010287 | -0.0097621 | -0.0092643 | -0.0087918 | -0.0083434 | -0.0079179 | -0.0075141 | -0.0071309 | -0.0067672 | -0.0064221 | -0.0060945 | -0.0057837
Existing 345 kV Plant |  | 246336404.0892 | 239617578.6676 | 233082009.2095 | 226724697.4083 | 220540781.2865 | 214525531.4769 | 208674347.6058 | 202982754.7749 | 197446400.1384 | 192061049.5746 | 186822584.4475 | 181726998.4567 | 176770394.5738 | 171948982.0618
Existing 345 kV Plant Rev Reqmt |  | 49267280.8178 | 47923515.7335 | 46616401.8419 | 45344939.4817 | 44108156.2573 | 42905106.2954 | 41734869.5212 | 40596550.955 | 39489280.0277 | 38412209.9149 | 37364516.8895 | 36345399.6913 | 35354078.9148 | 34389796.4124
Existing Rest of Plant Byway Rate | 1.0573 | 1.0367 | 1.0085 | 0.95706 | 0.90825 | 0.86193 | 0.81797 | 0.77625 | 0.73666 | 0.69909 | 0.66344 | 0.6296 | 0.59749 | 0.56702 | 0.5381
Depreciation |  | -0.027489 | -0.026955 | -0.026221 | -0.024883 | -0.023614 | -0.02241 | -0.021267 | -0.020183 | -0.019153 | -0.018176 | -0.017249 | -0.01637 | -0.015535 | -0.014743
Load Growth |  | -0.026432 | -0.025918 | -0.025212 | -0.023926 | -0.022706 | -0.021548 | -0.020449 | -0.019406 | -0.018417 | -0.017477 | -0.016586 | -0.01574 | -0.014937 | -0.014176
Rest of Plant |  | 589004412.5387 | 587289317.1867 | 571271001.0604 | 555689584.5065 | 540533151.0891 | 525790109.3931 | 511449184.1594 | 497499407.6615 | 483930111.3175 | 470730917.5313 | 457891731.7557 | 445402734.772 | 433254375.1811 | 421437362.0981
Rest of Plant Rev Reqmt |  | 117800882.5077 | 117457863.4373 | 114254200.2121 | 111137916.9013 | 108106630.2178 | 105158021.8786 | 102289836.8319 | 99499881.5323 | 96786022.2635 | 94146183.5063 | 91578346.3511 | 89080546.9544 | 86650875.0362 | 84287472.4196
New Plant Rate |  | 0.052263 | 0.27148 | 0.39889 | 0.46123 | 0.51911 | 0.59187 | 0.58222 | 0.55253 | 0.52435 | 0.49761 | 0.86651 | 0.82239 | 0.7908 | 0.75047
Depreciation |  | 0 | -0.0013588 | -0.0070585 | -0.010371 | -0.011992 | -0.013497 | -0.015389 | -0.015138 | -0.014366 | -0.013633 | -0.012938 | -0.022529 | -0.021382 | -0.020561
Load Growth |  | 0 | -0.0013066 | -0.006787 | -0.0099723 | -0.011531 | -0.012978 | -0.014797 | -0.014556 | -0.013813 | -0.013109 | -0.01244 | -0.021663 | -0.02056 | -0.01977
New EHV Postage Stamp (Less Exclude List): |  | 0.00066515 | 0.020173 | 0.026891 | 0.067774 | 0.025825 | 0.099235 | 0.020542 | 0 | 0 | 0 | 0.37437 | 7.242e-05 | 0.010358 | 0
New 345 kV Plant |  | 368681.3992 | 11461167.0543 | 15659887.0576 | 40454714.9124 | 15800631.3924 | 62232655.1111 | 13204391.5162 | 0 | 0 | 0 | 265629681.2154 | 52668.7713 | 7721241.8738 | 0
New 345 Plant Rev Reqmt |  | 73736.2798 | 2292233.4109 | 3131977.4115 | 8090942.9825 | 3160126.2785 | 12446531.0222 | 2640878.3032 | 0 | 0 | 0 | 53125936.2431 | 10533.7543 | 1544248.3748 | 0
New LV LP: |  | 0.051598 | 0.20171 | 0.11437 | 0.01491 | 0.055571 | 0 | 0 | 0 | 0 | 0 | 0.019903 | 0 | 0 | 0
New LV Plant |  | 28600000 | 114600000 | 66600000 | 8900000 | 34000000 | 0 | 0 | 0 | 0 | 0 | 14121550.8216 | 0 | 0 | 0
New LV Rev Reqmt |  | 5720000 | 22920000 | 13320000 | 1780000 | 6800000 | 0 | 0 | 0 | 0 | 0 | 2824310.1643 | 0 | 0 | 0
Exclude List LP: |  | 0 | 0 | 0 | 0 | 0 | 0 | 0 | 0 | 0 | 0 | 0 | 0 | 0 | 0
Exclud List New Plant |  | 0 | 0 | 0 | 0 | 0 | 0 | 0 | 0 | 0 | 0 | 0 | 0 | 0 | 0
Exclud List New Plant Rev Reqmt |  | 0 | 0 | 0 | 0 | 0 | 0 | 0 | 0 | 0 | 0 | 0 | 0 | 0 | 0
Total Existing Capital Dollars |  | 835340816.6278 | 826906895.8543 | 804353010.2699 | 782414281.9148 | 761073932.3755 | 740315640.87 | 720123531.7653 | 700482162.4364 | 681376511.4559 | 662791967.106 | 644714316.2031 | 627129733.2287 | 610024769.7549 | 593386344.1598 | 713602422.4302
Total New Capital Dollars |  | 28968681.3992 | 126061167.0543 | 82259887.0576 | 49354714.9124 | 49800631.3924 | 62232655.1111 | 13204391.5162 | 0 | 0 | 0 | 279751232.037 | 52668.7713 | 7721241.8738 | 0 | 699407271.1253
Exclude List LP:
Exclud List New Plant |  | 18500000 | 14000000 | 0 | 0 | 0 | 0 | 0 | 0 | 0 | 0 | 0 | 0 | 0 | 0
Exclud List New Plant Rev Reqmt |  | 3700000 | 2800000 | 0 | 0 | 0 | 0 | 0 | 0 | 0 | 0 | 0 | 0 | 0 | 0
Exclude List LP: |  | 0.033376 | 0.024642 | 0 | 0 | 0 | 0 | 0 | 0 | 0 | 0 | 0 | 0 | 0 | 0
Exclude List Capital Dollars |  | 18500000 | 14000000 | 0 | 0 | 0 | 0 | 0 | 0 | 0 | 0 | 0 | 0 | 0 | 0 | 32500000
Exclud List New 345 kV Plant |  | 0 | 0 | 0 | 0 | 0 | 0 | 0 | 0 | 0 | 0 | 0 | 0 | 0 | 0
Exclud List New 345 kV Plant Rev Reqmt |  | 0 | 0 | 0 | 0 | 0 | 0 | 0 | 0 | 0 | 0 | 0 | 0 | 0 | 0
Exclude List 345kV LP: |  | 0 | 0 | 0 | 0 | 0 | 0 | 0 | 0 | 0 | 0 | 0 | 0 | 0 | 0
Exclude List 345 kV Capital Dollars |  | 0 | 0 | 0 | 0 | 0 | 0 | 0 | 0 | 0 | 0 | 0 | 0 | 0 | 0 | 0
Exclud List New LV Plant |  | 18500000 | 14000000 | 0 | 0 | 0 | 0 | 0 | 0 | 0 | 0 | 0 | 0 | 0 | 0
Exclud List New LV Plant Rev Reqmt |  | 3700000 | 2800000 | 0 | 0 | 0 | 0 | 0 | 0 | 0 | 0 | 0 | 0 | 0 | 0
Exclude List LV LP: |  | 0.033376 | 0.024642 | 0 | 0 | 0 | 0 | 0 | 0 | 0 | 0 | 0 | 0 | 0 | 0
Exclude List LV Capital Dollars |  | 18500000 | 14000000 | 0 | 0 | 0 | 0 | 0 | 0 | 0 | 0 | 0 | 0 | 0 | 0 | 32500000
Exclude List Postage Stamp:
Exclud List New Plant |  | 18500000 | 14000000 | 0 | 0 | 0 | 0 | 0 | 0 | 0 | 0 | 0 | 0 | 0 | 0
Exclud List New Plant Rev Reqmt |  | 3700000 | 2800000 | 0 | 0 | 0 | 0 | 0 | 0 | 0 | 0 | 0 | 0 | 0 | 0
Exclude List Postage Stamp: |  | 0.0035158 | 0.0025957 | 0 | 0 | 0 | 0 | 0 | 0 | 0 | 0 | 0 | 0 | 0 | 0
Exclude List Capital Dollars |  | 18500000 | 14000000 | 0 | 0 | 0 | 0 | 0 | 0 | 0 | 0 | 0 | 0 | 0 | 0 | 32500000
Exclud List New 345 kV Plant |  | 0 | 0 | 0 | 0 | 0 | 0 | 0 | 0 | 0 | 0 | 0 | 0 | 0 | 0
Exclud List New 345 kV Plant Rev Reqmt |  | 0 | 0 | 0 | 0 | 0 | 0 | 0 | 0 | 0 | 0 | 0 | 0 | 0 | 0
Exclude List 345kV Postage Stamp: |  | 0 | 0 | 0 | 0 | 0 | 0 | 0 | 0 | 0 | 0 | 0 | 0 | 0 | 0
Exclude List 345 kV Capital Dollars |  | 0 | 0 | 0 | 0 | 0 | 0 | 0 | 0 | 0 | 0 | 0 | 0 | 0 | 0 | 0
Exclud List New LV Plant |  | 18500000 | 14000000 | 0 | 0 | 0 | 0 | 0 | 0 | 0 | 0 | 0 | 0 | 0 | 0
Exclud List New LV Plant Rev Reqmt |  | 3700000 | 2800000 | 0 | 0 | 0 | 0 | 0 | 0 | 0 | 0 | 0 | 0 | 0 | 0
Exclude List LV Postage Stamp: |  | 0.0035158 | 0.0025957 | 0 | 0 | 0 | 0 | 0 | 0 | 0 | 0 | 0 | 0 | 0 | 0
Exclude List LV Capital Dollars |  | 18500000 | 14000000 | 0 | 0 | 0 | 0 | 0 | 0 | 0 | 0 | 0 | 0 | 0 | 0 | 32500000
Coincident Load kW: | 9238083 | 9469035.075 | 9705760.9519 | 9948404.9757 | 10197115.1001 | 10452042.9776 | 10713344.052 | 10981177.6533 | 11255707.0946 | 11537099.772 | 11825527.2663 | 12121165.448 | 12424194.5842 | 12734799.4488 | 13053169.435

## MDU
MDU
All New Plant in Local Zone Rate (License Plate): | 2006 | 2007 | 2008 | 2009 | 2010 | 2011 | 2012 | 2013 | 2014 | 2015 | 2016 | 2017 | 2018 | 2019 | 2020 |  |  |  | Capital Dollars 2007-2020
$ per kW-Mo | 2.867 | 2.7208 | 2.5924 | 2.4602 | 2.5138 | 2.3856 | 2.2639 | 2.1484 | 2.0389 | 1.9349 | 1.8362 | 1.7426 | 1.6537 | 1.5694 | 1.4893 |  | LP | New | 6923000
Depreciation | 0.026 | -0.074542 | -0.07074 | -0.067403 | -0.063966 | -0.065358 | -0.062025 | -0.058862 | -0.05586 | -0.053011 | -0.050307 | -0.047742 | -0.045307 | -0.042996 | -0.040803 |  | HB100 | New | 37131850.243
Load Growth | 0.025 | -0.071675 | -0.06802 | -0.064811 | -0.061505 | -0.062844 | -0.059639 | -0.056598 | -0.053711 | -0.050972 | -0.048372 | -0.045905 | -0.043564 | -0.041342 | -0.039234 |  | HB345 | New | 32831036.8453
New All Plant |  | 0 | 363000 | 0 | 6560000 | 0 | 0 | 0 | 0 | 0 | 0 | 0 | 0 | 0 | 0 |  | RECB 1 | New | 12104607.3691
New All Plant Rev Rqmt |  | 0 | 72600 | 0 | 1312000 | 0 | 0 | 0 | 0 | 0 | 0 | 0 | 0 | 0 | 0
New All Plant LP: |  | 0 | 0.010408 | 0 | 0.17902 | 0 | 0 | 0 | 0 | 0 | 0 | 0 | 0 | 0 | 0 |  | RECB 1 | New | 12104607.3691
Total New Capital Dollars |  | 0 | 363000 | 0 | 6560000 | 0 | 0 | 0 | 0 | 0 | 0 | 0 | 0 | 0 | 0 | 6923000 | HB100 | Existing | 45597129.2545 | Average Balance
Total Existing and New Capital Dollars | 95175053.58 | 92579153.9936 | 90417057.5684 | 87950932.3233 | 92112070.6441 | 89599713.9173 | 87155881.7202 | 84778705.0463 | 82466365.8662 | 80217095.7372 | 78029174.4509 | 75900928.7178 | 73830730.887 | 71816997.7021 | 69858189.0897 | 82622356.976
All New Plant in Regional Rate (Hiway-Byway 100kV): | [16 empty] | RECB 1 | New | 12104607.3691
$ per kW-Mo | 2.867 | 2.7313 | 2.6683 | 2.6167 | 2.5829 | 2.5295 | 2.5626 | 2.4588 | 2.3406 | 2.2221 | 2.1098 | 2.3816 | 2.2664 | 2.1716 | 2.0608 |  | HB345 | Existing | 78701144.3794 | Average Balance
Depreciation |  | -0.074542 | -0.071013 | -0.069377 | -0.068033 | -0.067156 | -0.065768 | -0.066629 | -0.06393 | -0.060855 | -0.057776 | -0.054856 | -0.061922 | -0.058927 | -0.056461
Load Growth |  | -0.071675 | -0.068281 | -0.066708 | -0.065417 | -0.064573 | -0.063239 | -0.064066 | -0.061471 | -0.058515 | -0.055554 | -0.052746 | -0.05954 | -0.056661 | -0.054289 |  | HB100 | New | 37131850.243
New All Plant Postage Stamp (Less Exclude List): |  | 0.010476 | 0.076367 | 0.084425 | 0.099687 | 0.078369 | 0.16211 | 0.026878 | 0.0071508 | 0.00093586 | 0.0010189 | 0.37938 | 0.0062801 | 0.020716 | 0 |  |  | Existing | 45597129.2545 | Average Balance
Exclude List LP: |  | 0 | 0 | 0 | 0 | 0 | 0 | 0 | 0 | 0 | 0 | 0 | 0 | 0 | 0
Total New Capital Dollars |  | 347760.9874 | 2598511.792 | 2944503.8222 | 3563746.8584 | 2871681.5929 | 6088598.096 | 1034740.4048 | 282174.1407 | 37852.691 | 42243.6032 | 16121595.6416 | 273541.6452 | 924898.9676 | 0 | 37131850.243 | HB345 | New | 32831036.8453
[18 empty] | Existing | 78701144.3794 | Average Balance
New 345 kV Plant in Regional Rate (Hiway-Byway 345kV):
$ per kW-Mo | 2.867 | 2.7214 | 2.6132 | 2.5069 | 2.6258 | 2.5177 | 2.4885 | 2.3822 | 2.2607 | 2.1454 | 2.036 | 2.3065 | 2.1889 | 2.0877 | 1.9812 |  | Exclude List |  | 0
Depreciation |  | -0.074542 | -0.070758 | -0.067944 | -0.065178 | -0.068271 | -0.06546 | -0.064702 | -0.061936 | -0.058778 | -0.05578 | -0.052935 | -0.059969 | -0.056913 | -0.054279 |  |  | EHV | 0
Load Growth |  | -0.071675 | -0.068036 | -0.065331 | -0.062671 | -0.065645 | -0.062943 | -0.062214 | -0.059554 | -0.056517 | -0.053635 | -0.050899 | -0.057663 | -0.054724 | -0.052192 |  |  | LV | 0
New EHV Postage Stamp (Less Exclude List): |  | 0.00066515 | 0.020173 | 0.026891 | 0.067774 | 0.025825 | 0.099235 | 0.020542 | 0 | 0 | 0 | 0.37437 | 7.242e-05 | 0.010358 | 0
New LV Plant |  | 0 | 363000 | 0 | 6560000 | 0 | 0 | 0 | 0 | 0 | 0 | 0 | 0 | 0 | 0
New LV Rev Reqmt |  | 0 | 72600 | 0 | 1312000 | 0 | 0 | 0 | 0 | 0 | 0 | 0 | 0 | 0 | 0
LV LP: |  | 0 | 0.010408 | 0 | 0.17902 | 0 | 0 | 0 | 0 | 0 | 0 | 0 | 0 | 0 | 0
Exclude List LP: |  | 0 | 0 | 0 | 0 | 0 | 0 | 0 | 0 | 0 | 0 | 0 | 0 | 0 | 0
Total New Capital Dollars |  | 22080.7364 | 1049421.9608 | 937887.9418 | 8982877.5832 | 946317.2756 | 3727182.4888 | 790825.6003 | 0 | 0 | 0 | 15908855.1589 | 3154.3909 | 462433.7087 | 0 | 32831036.8453
RECB 1:
$ per kW-Mo | 2.867 | 2.7208 | 2.5927 | 2.4605 | 2.5186 | 2.3902 | 2.2684 | 2.1528 | 2.043 | 1.9388 | 1.8399 | 1.7465 | 1.6575 | 1.573 | 1.4927
Depreciation |  | -0.074542 | -0.07074 | -0.067411 | -0.063974 | -0.065484 | -0.062145 | -0.058979 | -0.055972 | -0.053117 | -0.050408 | -0.047838 | -0.04541 | -0.043094 | -0.040897
Load Growth |  | -0.071675 | -0.06802 | -0.064818 | -0.061513 | -0.062966 | -0.059755 | -0.056711 | -0.053819 | -0.051074 | -0.04847 | -0.045998 | -0.043664 | -0.041437 | -0.039324
Postage Stamp Percentage | 0.2 | 0.2 | 0.2 | 0.2 | 0.2 | 0.2 | 0.2 | 0.2 | 0.2 | 0.2 | 0.2 | 0.2 | 0.2 | 0.2 | 0.2
New 345 kV Plant |  | 4416.1473 | 137284.3922 | 187577.5884 | 484575.5166 | 189263.4551 | 745436.4978 | 158165.1201 | 0 | 0 | 0 | 3181771.0318 | 630.8782 | 92486.7417 | 0
New Plant Rev Reqmt |  | 883.2295 | 27456.8784 | 37515.5177 | 96915.1033 | 37852.691 | 149087.2996 | 31633.024 | 0 | 0 | 0 | 636354.2064 | 126.1756 | 18497.3483 | 0
RECB Postage Stamp: |  | 8.3925e-07 | 2.5453e-05 | 3.393e-05 | 8.5515e-05 | 3.2585e-05 | 0.00012521 | 2.5919e-05 | 0 | 0 | 0 | 0.00047237 | 9.1376e-08 | 1.3069e-05 | 0
Rest of New Plant |  | 0 | 363000 | 0 | 6560000 | 0 | 0 | 0 | 0 | 0 | 0 | 0 | 0 | 0 | 0
Rest of New Plant Rev Reqmt |  | 0 | 72600 | 0 | 1312000 | 0 | 0 | 0 | 0 | 0 | 0 | 0 | 0 | 0 | 0
RECB LODF LP: |  | 0 | 0.010668 | 0 | 0.1835 | 0 | 0 | 0 | 0 | 0 | 0 | 0 | 0 | 0 | 0
Exclude List LP: |  | 0 | 0 | 0 | 0 | 0 | 0 | 0 | 0 | 0 | 0 | 0 | 0 | 0 | 0
Total New Capital Dollars |  | 4416.1473 | 500284.3922 | 187577.5884 | 7044575.5166 | 189263.4551 | 745436.4978 | 158165.1201 | 0 | 0 | 0 | 3181771.0318 | 630.8782 | 92486.7417 | 0 | 12104607.3691
All New Plant in RECB 1:
$ per kW-Mo |  | 8.3925e-07 | 0.010694 | 0.010183 | 0.19325 | 0.18343 | 0.1742 | 0.16534 | 0.15691 | 0.1489 | 0.14131 | 0.13458 | 0.12771 | 0.12121 | 0.11503
Depreciation |  | 0 | -2.1821e-08 | -0.00027805 | -0.00026475 | -0.0050245 | -0.0047691 | -0.0045291 | -0.0042988 | -0.0040796 | -0.0038715 | -0.0036741 | -0.003499 | -0.0033205 | -0.0031515
Load Growth |  | 0 | -2.0981e-08 | -0.00026736 | -0.00025457 | -0.0048312 | -0.0045857 | -0.0043549 | -0.0041335 | -0.0039227 | -0.0037226 | -0.0035327 | -0.0033644 | -0.0031928 | -0.0030303
Postage Stamp Percentage | 0.2 | 0.2 | 0.2 | 0.2 | 0.2 | 0.2 | 0.2 | 0.2 | 0.2 | 0.2 | 0.2 | 0.2 | 0.2 | 0.2 | 0.2
New 345 kV Plant |  | 4416.1473 | 137284.3922 | 187577.5884 | 484575.5166 | 189263.4551 | 745436.4978 | 158165.1201 | 0 | 0 | 0 | 3181771.0318 | 630.8782 | 92486.7417 | 0
New 345 Plant Rev Reqmt |  | 883.2295 | 27456.8784 | 37515.5177 | 96915.1033 | 37852.691 | 149087.2996 | 31633.024 | 0 | 0 | 0 | 636354.2064 | 126.1756 | 18497.3483 | 0
RECB Postage Stamp: |  | 8.3925e-07 | 2.5453e-05 | 3.393e-05 | 8.5515e-05 | 3.2585e-05 | 0.00012521 | 2.5919e-05 | 0 | 0 | 0 | 0.00047237 | 9.1376e-08 | 1.3069e-05 | 0
Rest of New Plant |  | 0 | 363000 | 0 | 6560000 | 0 | 0 | 0 | 0 | 0 | 0 | 0 | 0 | 0 | 0
Rest of New Plant Rev Reqmt |  | 0 | 72600 | 0 | 1312000 | 0 | 0 | 0 | 0 | 0 | 0 | 0 | 0 | 0 | 0
RECB LODF LP: |  | 0 | 0.010668 | 0 | 0.1835 | 0 | 0 | 0 | 0 | 0 | 0 | 0 | 0 | 0 | 0
Exclude List LP: |  | 0 | 0 | 0 | 0 | 0 | 0 | 0 | 0 | 0 | 0 | 0 | 0 | 0 | 0
Total RECB1 Capital Dollars |  | 4416.1473 | 500284.3922 | 187577.5884 | 7044575.5166 | 189263.4551 | 745436.4978 | 158165.1201 | 0 | 0 | 0 | 3181771.0318 | 630.8782 | 92486.7417 | 0 | 12104607.3691
All Existing Plant in Hiway-Byway:
Existing All Plant Postage Stamp Rate | 1.6797 | 1.594 | 1.5127 | 1.4356 | 1.3623 | 1.2929 | 1.2269 | 1.1644 | 1.105 | 1.0486 | 0.99514 | 0.94439 | 0.89622 | 0.85052 | 0.80714
Depreciation |  | -0.043671 | -0.041444 | -0.03933 | -0.037324 | -0.035421 | -0.033614 | -0.0319 | -0.030273 | -0.028729 | -0.027264 | -0.025874 | -0.024554 | -0.023302 | -0.022113
Load Growth |  | -0.041991 | -0.03985 | -0.037818 | -0.035889 | -0.034059 | -0.032322 | -0.030673 | -0.029109 | -0.027624 | -0.026215 | -0.024878 | -0.02361 | -0.022406 | -0.021263
RECB1 (New) HB100 (Old) | 1.6797 | 1.594 | 1.5234 | 1.4457 | 1.5556 | 1.4763 | 1.4011 | 1.3297 | 1.2619 | 1.1975 | 1.1364 | 1.079 | 1.0239 | 0.97173 | 0.92217
Total Existing Capital Dollars |  | 54238402.95 | 52759050.5095 | 51320047.4069 | 49920293.1138 | 48558717.1192 | 47234278.1097 | 45945963.1743 | 44692787.0287 | 43473791.2625 | 42288043.6058 | 41134637.2165 | 40012689.9864 | 38921343.867 | 37859764.213 | 45597129.2545
Total New Capital Dollars |  | 4416.1473 | 500284.3922 | 187577.5884 | 7044575.5166 | 189263.4551 | 745436.4978 | 158165.1201 | 0 | 0 | 0 | 3181771.0318 | 630.8782 | 92486.7417 | 0 | 12104607.3691
345 kV Existing Plant in Hiway-Byway:
Existing 345 kV Postage Stamp Rate | 0.45688 | 0.43358 | 0.41147 | 0.39048 | 0.37057 | 0.35167 | 0.33374 | 0.31672 | 0.30056 | 0.28523 | 0.27069 | 0.25688 | 0.24378 | 0.23135 | 0.21955
Depreciation |  | -0.011879 | -0.011273 | -0.010698 | -0.010153 | -0.0096348 | -0.0091434 | -0.0086771 | -0.0082346 | -0.0078146 | -0.0074161 | -0.0070379 | -0.0066789 | -0.0063383 | -0.0060151
Load Growth |  | -0.011422 | -0.01084 | -0.010287 | -0.0097621 | -0.0092643 | -0.0087918 | -0.0083434 | -0.0079179 | -0.0075141 | -0.0071309 | -0.0067672 | -0.0064221 | -0.0060945 | -0.0057837
Byway Rate | 2.4422 | 2.3177 | 2.1995 | 2.0873 | 1.9808 | 1.8798 | 1.784 | 1.693 | 1.6066 | 1.5247 | 1.4469 | 1.3731 | 1.3031 | 1.2367 | 1.1736
Depreciation |  | -0.063498 | -0.06026 | -0.057186 | -0.05427 | -0.051502 | -0.048875 | -0.046383 | -0.044017 | -0.041772 | -0.039642 | -0.03762 | -0.035702 | -0.033881 | -0.032153
Load Growth |  | -0.061056 | -0.057942 | -0.054987 | -0.052182 | -0.049521 | -0.046996 | -0.044599 | -0.042324 | -0.040166 | -0.038117 | -0.036173 | -0.034328 | -0.032578 | -0.030916
RECB1 (New) HB345 (Old) | 2.8991 | 2.7513 | 2.6216 | 2.488 | 2.5447 | 2.4149 | 2.2919 | 2.175 | 2.0641 | 1.9588 | 1.8589 | 1.7646 | 1.6746 | 1.5892 | 1.5082
Total Existing Capital Dollars | 96241052.0951 | 93616077.3992 | 91062698.8881 | 88578963.776 | 86162972.539 | 83812877.463 | 81526881.2302 | 79303235.5446 | 77140239.7951 | 75036239.7547 | 72989626.3154 | 70998834.2577 | 69062341.0533 | 67178665.7011 | 65346367.5941 | 78701144.3794
Total New Capital Dollars | 0 | 4416.1473 | 500284.3922 | 187577.5884 | 7044575.5166 | 189263.4551 | 745436.4978 | 158165.1201 | 0 | 0 | 0 | 3181771.0318 | 630.8782 | 92486.7417 | 0 | 12104607.3691
All Existing and New Plant in Hiway-Byway:
$ per kW-Mo | 1.6797 | 1.6045 | 1.599 | 1.6019 | 1.6199 | 1.6156 | 1.6953 | 1.6358 | 1.5595 | 1.4809 | 1.4064 | 1.714 | 1.6329 | 1.5703 | 1.4903
Existing Plant Postage Stamp Rate | 1.6797 | 1.594 | 1.5127 | 1.4356 | 1.3623 | 1.2929 | 1.2269 | 1.1644 | 1.105 | 1.0486 | 0.99514 | 0.94439 | 0.89622 | 0.85052 | 0.80714
Depreciation |  | -0.043671 | -0.041444 | -0.03933 | -0.037324 | -0.035421 | -0.033614 | -0.0319 | -0.030273 | -0.028729 | -0.027264 | -0.025874 | -0.024554 | -0.023302 | -0.022113
Load Growth |  | -0.041991 | -0.03985 | -0.037818 | -0.035889 | -0.034059 | -0.032322 | -0.030673 | -0.029109 | -0.027624 | -0.026215 | -0.024878 | -0.02361 | -0.022406 | -0.021263
Existing All Plant |  | 54238402.95 | 52759050.5095 | 51320047.4069 | 49920293.1138 | 48558717.1192 | 47234278.1097 | 45945963.1743 | 44692787.0287 | 43473791.2625 | 42288043.6058 | 41134637.2165 | 40012689.9864 | 38921343.867 | 37859764.213
Existing All Plant Rev Reqmt |  | 10847680.59 | 10551810.1019 | 10264009.4814 | 9984058.6228 | 9711743.4238 | 9446855.6219 | 9189192.6349 | 8938557.4057 | 8694758.2525 | 8457608.7212 | 8226927.4433 | 8002537.9973 | 7784268.7734 | 7571952.8426
New Plant Rate |  | 0.010476 | 0.086308 | 0.16633 | 0.25754 | 0.32277 | 0.46842 | 0.47141 | 0.45451 | 0.43227 | 0.41124 | 0.76965 | 0.73668 | 0.71982 | 0.68311
Depreciation |  | 0 | -0.00027237 | -0.002244 | -0.0043246 | -0.0066959 | -0.008392 | -0.012179 | -0.012257 | -0.011817 | -0.011239 | -0.010692 | -0.020011 | -0.019154 | -0.018715
Load Growth |  | 0 | -0.00026189 | -0.0021577 | -0.0041583 | -0.0064384 | -0.0080693 | -0.01171 | -0.011785 | -0.011363 | -0.010807 | -0.010281 | -0.019241 | -0.018417 | -0.017996
New All Plant Postage Stamp (Less Exclude List): |  | 0.010476 | 0.076367 | 0.084425 | 0.099687 | 0.078369 | 0.16211 | 0.026878 | 0.0071508 | 0.00093586 | 0.0010189 | 0.37938 | 0.0062801 | 0.020716 | 0
New All Plant |  | 347760.9874 | 2598511.792 | 2944503.8222 | 3563746.8584 | 2871681.5929 | 6088598.096 | 1034740.4048 | 282174.1407 | 37852.691 | 42243.6032 | 16121595.6416 | 273541.6452 | 924898.9676 | 0
New All Plant Rev Reqmt |  | 69552.1975 | 519702.3584 | 588900.7644 | 712749.3717 | 574336.3186 | 1217719.6192 | 206948.081 | 56434.8281 | 7570.5382 | 8448.7206 | 3224319.1283 | 54708.329 | 184979.7935 | 0
Exclude List LP: |  | 0 | 0 | 0 | 0 | 0 | 0 | 0 | 0 | 0 | 0 | 0 | 0 | 0 | 0
Exclud List New Plant |  | 0 | 0 | 0 | 0 | 0 | 0 | 0 | 0 | 0 | 0 | 0 | 0 | 0 | 0
Exclud List New Plant Rev Reqmt |  | 0 | 0 | 0 | 0 | 0 | 0 | 0 | 0 | 0 | 0 | 0 | 0 | 0 | 0
Total Existing Capital Dollars | 55759236.115 | 54238402.95 | 52759050.5095 | 51320047.4069 | 49920293.1138 | 48558717.1192 | 47234278.1097 | 45945963.1743 | 44692787.0287 | 43473791.2625 | 42288043.6058 | 41134637.2165 | 40012689.9864 | 38921343.867 | 37859764.213 | 45597129.2545
Total New Capital Dollars | 0 | 347760.9874 | 2598511.792 | 2944503.8222 | 3563746.8584 | 2871681.5929 | 6088598.096 | 1034740.4048 | 282174.1407 | 37852.691 | 42243.6032 | 16121595.6416 | 273541.6452 | 924898.9676 | 0 | 37131850.243
345 kV Existing and New Plant in Hiway-Byway - Rest in LP:
$ per kW-Mo | 2.8991 | 2.7519 | 2.6424 | 2.5345 | 2.6566 | 2.5469 | 2.5162 | 2.4085 | 2.2856 | 2.1691 | 2.0584 | 2.3278 | 2.2092 | 2.1069 | 1.9994
Existing 345 PostageStamp Rate | 0.45688 | 0.43358 | 0.41147 | 0.39048 | 0.37057 | 0.35167 | 0.33374 | 0.31672 | 0.30056 | 0.28523 | 0.27069 | 0.25688 | 0.24378 | 0.23135 | 0.21955
Depreciation |  | -0.011879 | -0.011273 | -0.010698 | -0.010153 | -0.0096348 | -0.0091434 | -0.0086771 | -0.0082346 | -0.0078146 | -0.0074161 | -0.0070379 | -0.0066789 | -0.0063383 | -0.0060151
Load Growth |  | -0.011422 | -0.01084 | -0.010287 | -0.0097621 | -0.0092643 | -0.0087918 | -0.0083434 | -0.0079179 | -0.0075141 | -0.0071309 | -0.0067672 | -0.0064221 | -0.0060945 | -0.0057837
Existing 345 kV Plant |  | 14753359.4706 | 14350961.591 | 13959539.1136 | 13578792.6843 | 13208431.1138 | 12848171.1552 | 12497737.2869 | 12156861.5024 | 11825283.105 | 11502748.5083 | 11189011.0427 | 10883830.7665 | 10586974.2824 | 10298214.5588
Existing 345 kV Plant Rev Reqmt |  | 2950671.8941 | 2870192.3182 | 2791907.8227 | 2715758.5369 | 2641686.2228 | 2569634.231 | 2499547.4574 | 2431372.3005 | 2365056.621 | 2300549.7017 | 2237802.2085 | 2176766.1533 | 2117394.8565 | 2059642.9118
Existing Rest of Plant Byway Rate | 2.4422 | 2.3177 | 2.1995 | 2.0873 | 1.9808 | 1.8798 | 1.784 | 1.693 | 1.6066 | 1.5247 | 1.4469 | 1.3731 | 1.3031 | 1.2367 | 1.1736
Depreciation |  | -0.063498 | -0.06026 | -0.057186 | -0.05427 | -0.051502 | -0.048875 | -0.046383 | -0.044017 | -0.041772 | -0.039642 | -0.03762 | -0.035702 | -0.033881 | -0.032153
Load Growth |  | -0.061056 | -0.057942 | -0.054987 | -0.052182 | -0.049521 | -0.046996 | -0.044599 | -0.042324 | -0.040166 | -0.038117 | -0.036173 | -0.034328 | -0.032578 | -0.030916
Rest of Plant |  | 78862717.9286 | 76711737.2971 | 74619424.6623 | 72584179.8547 | 70604446.3491 | 68678710.075 | 66805498.2577 | 64983378.2927 | 63210956.6498 | 61486877.8071 | 59809823.215 | 58178510.2868 | 56591691.4187 | 55048153.0352
Rest of Plant Rev Reqmt |  | 15772543.5857 | 15342347.4594 | 14923884.9325 | 14516835.9709 | 14120889.2698 | 13735742.015 | 13361099.6515 | 12996675.6585 | 12642191.33 | 12297375.5614 | 11961964.643 | 11635702.0574 | 11318338.2837 | 11009630.607
New Plant Rate |  | 0.00066515 | 0.031472 | 0.056758 | 0.30514 | 0.3154 | 0.39855 | 0.39877 | 0.37843 | 0.35913 | 0.34081 | 0.69781 | 0.66229 | 0.63887 | 0.60629
Depreciation |  | 0 | -1.7294e-05 | -0.00081828 | -0.0014757 | -0.0079336 | -0.0082004 | -0.010362 | -0.010368 | -0.0098392 | -0.0093374 | -0.0088612 | -0.018143 | -0.01722 | -0.016611
Load Growth |  | 0 | -1.6629e-05 | -0.00078681 | -0.001419 | -0.0076285 | -0.007885 | -0.0099638 | -0.0099692 | -0.0094607 | -0.0089783 | -0.0085204 | -0.017445 | -0.016557 | -0.015972
New EHV Postage Stamp (Less Exclude List): |  | 0.00066515 | 0.020173 | 0.026891 | 0.067774 | 0.025825 | 0.099235 | 0.020542 | 0 | 0 | 0 | 0.37437 | 7.242e-05 | 0.010358 | 0
New 345 kV Plant |  | 22080.7364 | 686421.9608 | 937887.9418 | 2422877.5832 | 946317.2756 | 3727182.4888 | 790825.6003 | 0 | 0 | 0 | 15908855.1589 | 3154.3909 | 462433.7087 | 0
New 345 Plant Rev Reqmt |  | 4416.1473 | 137284.3922 | 187577.5884 | 484575.5166 | 189263.4551 | 745436.4978 | 158165.1201 | 0 | 0 | 0 | 3181771.0318 | 630.8782 | 92486.7417 | 0
New LV LP: |  | 0 | 0.010668 | 0 | 0.1835 | 0 | 0 | 0 | 0 | 0 | 0 | 0 | 0 | 0 | 0
New LV Plant |  | 0 | 363000 | 0 | 6560000 | 0 | 0 | 0 | 0 | 0 | 0 | 0 | 0 | 0 | 0
New LV Rev Reqmt |  | 0 | 72600 | 0 | 1312000 | 0 | 0 | 0 | 0 | 0 | 0 | 0 | 0 | 0 | 0
Exclude List LP: |  | 0 | 0 | 0 | 0 | 0 | 0 | 0 | 0 | 0 | 0 | 0 | 0 | 0 | 0
Exclud List New Plant |  | 0 | 0 | 0 | 0 | 0 | 0 | 0 | 0 | 0 | 0 | 0 | 0 | 0 | 0
Exclud List New Plant Rev Reqmt |  | 0 | 0 | 0 | 0 | 0 | 0 | 0 | 0 | 0 | 0 | 0 | 0 | 0 | 0
Total Existing Capital Dollars |  | 93616077.3992 | 91062698.8881 | 88578963.776 | 86162972.539 | 83812877.463 | 81526881.2302 | 79303235.5446 | 77140239.7951 | 75036239.7547 | 72989626.3154 | 70998834.2577 | 69062341.0533 | 67178665.7011 | 65346367.5941 | 78701144.3794
Total New Capital Dollars |  | 22080.7364 | 1049421.9608 | 937887.9418 | 8982877.5832 | 946317.2756 | 3727182.4888 | 790825.6003 | 0 | 0 | 0 | 15908855.1589 | 3154.3909 | 462433.7087 | 0 | 32831036.8453
Exclude List LP:
Exclud List New Plant |  | 0 | 0 | 0 | 0 | 0 | 0 | 0 | 0 | 0 | 0 | 0 | 0 | 0 | 0
Exclud List New Plant Rev Reqmt |  | 0 | 0 | 0 | 0 | 0 | 0 | 0 | 0 | 0 | 0 | 0 | 0 | 0 | 0
Exclude List LP: |  | 0 | 0 | 0 | 0 | 0 | 0 | 0 | 0 | 0 | 0 | 0 | 0 | 0 | 0
Exclude List Capital Dollars |  | 0 | 0 | 0 | 0 | 0 | 0 | 0 | 0 | 0 | 0 | 0 | 0 | 0 | 0 | 0
Exclud List New 345 kV Plant |  | 0 | 0 | 0 | 0 | 0 | 0 | 0 | 0 | 0 | 0 | 0 | 0 | 0 | 0
Exclud List New 345 kV Plant Rev Reqmt |  | 0 | 0 | 0 | 0 | 0 | 0 | 0 | 0 | 0 | 0 | 0 | 0 | 0 | 0
Exclude List 345kV LP: |  | 0 | 0 | 0 | 0 | 0 | 0 | 0 | 0 | 0 | 0 | 0 | 0 | 0 | 0
Exclude List 345 kV Capital Dollars |  | 0 | 0 | 0 | 0 | 0 | 0 | 0 | 0 | 0 | 0 | 0 | 0 | 0 | 0 | 0
Exclud List New LV Plant |  | 0 | 0 | 0 | 0 | 0 | 0 | 0 | 0 | 0 | 0 | 0 | 0 | 0 | 0
Exclud List New LV Plant Rev Reqmt |  | 0 | 0 | 0 | 0 | 0 | 0 | 0 | 0 | 0 | 0 | 0 | 0 | 0 | 0
Exclude List LV LP: |  | 0 | 0 | 0 | 0 | 0 | 0 | 0 | 0 | 0 | 0 | 0 | 0 | 0 | 0
Exclude List LV Capital Dollars |  | 0 | 0 | 0 | 0 | 0 | 0 | 0 | 0 | 0 | 0 | 0 | 0 | 0 | 0 | 0
Exclude List Postage Stamp:
Exclud List New Plant |  | 0 | 0 | 0 | 0 | 0 | 0 | 0 | 0 | 0 | 0 | 0 | 0 | 0 | 0
Exclud List New Plant Rev Reqmt |  | 0 | 0 | 0 | 0 | 0 | 0 | 0 | 0 | 0 | 0 | 0 | 0 | 0 | 0
Exclude List Postage Stamp: |  | 0 | 0 | 0 | 0 | 0 | 0 | 0 | 0 | 0 | 0 | 0 | 0 | 0 | 0
Exclude List Capital Dollars |  | 0 | 0 | 0 | 0 | 0 | 0 | 0 | 0 | 0 | 0 | 0 | 0 | 0 | 0 | 0
Exclud List New 345 kV Plant |  | 0 | 0 | 0 | 0 | 0 | 0 | 0 | 0 | 0 | 0 | 0 | 0 | 0 | 0
Exclud List New 345 kV Plant Rev Reqmt |  | 0 | 0 | 0 | 0 | 0 | 0 | 0 | 0 | 0 | 0 | 0 | 0 | 0 | 0
Exclude List 345kV Postage Stamp: |  | 0 | 0 | 0 | 0 | 0 | 0 | 0 | 0 | 0 | 0 | 0 | 0 | 0 | 0
Exclude List 345 kV Capital Dollars |  | 0 | 0 | 0 | 0 | 0 | 0 | 0 | 0 | 0 | 0 | 0 | 0 | 0 | 0 | 0
Exclud List New LV Plant |  | 0 | 0 | 0 | 0 | 0 | 0 | 0 | 0 | 0 | 0 | 0 | 0 | 0 | 0
Exclud List New LV Plant Rev Reqmt |  | 0 | 0 | 0 | 0 | 0 | 0 | 0 | 0 | 0 | 0 | 0 | 0 | 0 | 0
Exclude List LV Postage Stamp: |  | 0 | 0 | 0 | 0 | 0 | 0 | 0 | 0 | 0 | 0 | 0 | 0 | 0 | 0
Exclude List LV Capital Dollars |  | 0 | 0 | 0 | 0 | 0 | 0 | 0 | 0 | 0 | 0 | 0 | 0 | 0 | 0 | 0
Coincident Load kW: | 553279 | 567110.975 | 581288.7494 | 595820.9681 | 610716.4923 | 625984.4046 | 641634.0147 | 657674.8651 | 674116.7367 | 690969.6551 | 708243.8965 | 725949.9939 | 744098.7438 | 762701.2124 | 781768.7427

## METC
METC
All New Plant in Local Zone Rate (License Plate): | 2006 | 2007 | 2008 | 2009 | 2010 | 2011 | 2012 | 2013 | 2014 | 2015 | 2016 | 2017 | 2018 | 2019 | 2020 |  |  |  | Capital Dollars 2007-2020
$ per kW-Mo | 1.52 | 1.4578 | 1.5027 | 1.4663 | 1.4358 | 1.3895 | 1.5179 | 1.4405 | 1.4175 | 1.3452 | 1.2857 | 3.1619 | 3.0747 | 2.9567 | 2.8059 |  | LP | New | 1395541917.8435
Depreciation | 0.026 | -0.03952 | -0.037903 | -0.039071 | -0.038123 | -0.03733 | -0.036128 | -0.039466 | -0.037453 | -0.036855 | -0.034975 | -0.033429 | -0.082209 | -0.079943 | -0.076873 |  | HB100 | New | 485723991.7934
Load Growth | 0.025 | -0.038 | -0.036445 | -0.037569 | -0.036657 | -0.035894 | -0.034739 | -0.037948 | -0.036013 | -0.035437 | -0.03363 | -0.032144 | -0.079047 | -0.076868 | -0.073916 |  | HB345 | New | 565583178.5185
New All Plant |  | 6550000 | 53505000 | 18475000 | 20860000 | 13050000 | 98657000 | 0 | 26250000 | 0 | 5000000 | 1087844917.8435 | 42550000 | 22800000 | 0 |  | RECB 1 | New | 1229550169.9785
New All Plant Rev Rqmt |  | 1310000 | 10701000 | 3695000 | 4172000 | 2610000 | 19731400 | 0 | 5250000 | 0 | 1000000 | 217568983.5687 | 8510000 | 4560000 | 0
New All Plant LP: |  | 0.01534 | 0.11927 | 0.040179 | 0.044259 | 0.027013 | 0.19924 | 0 | 0.050457 | 0 | 0.0091477 | 1.9417 | 0.074096 | 0.038735 | 0 |  | RECB 1 | New | 1229550169.9785
Total New Capital Dollars |  | 6550000 | 53505000 | 18475000 | 20860000 | 13050000 | 98657000 | 0 | 26250000 | 0 | 5000000 | 1087844917.8435 | 42550000 | 22800000 | 0 | 1395541917.8435 | HB100 | Existing | 586488860.6649 | Average Balance
Total Existing and New Capital Dollars | 649024800 | 638036398.58 | 674138955.8087 | 674226815.789 | 676697279.3884 | 671290361.0931 | 751637916.4943 | 731136992.3219 | 737445230.8563 | 717331412.1847 | 702766197.9174 | 1771443167.7127 | 1765677055.3133 | 1740318213.6297 | 1692851034.3529 | 996071216.5316
All New Plant in Regional Rate (Hiway-Byway 100kV): | [16 empty] | RECB 1 | New | 1229550169.9785
$ per kW-Mo | 1.52 | 1.4569 | 1.4692 | 1.4787 | 1.503 | 1.5047 | 1.594 | 1.5396 | 1.4682 | 1.3943 | 1.3242 | 1.636 | 1.559 | 1.5002 | 1.4237 |  | HB345 | Existing | 495313313.5793 | Average Balance
Depreciation |  | -0.03952 | -0.03788 | -0.038199 | -0.038446 | -0.039077 | -0.039122 | -0.041444 | -0.040029 | -0.038174 | -0.036251 | -0.034429 | -0.042537 | -0.040533 | -0.039004
Load Growth |  | -0.038 | -0.036423 | -0.03673 | -0.036968 | -0.037574 | -0.037617 | -0.03985 | -0.03849 | -0.036705 | -0.034857 | -0.033105 | -0.040901 | -0.038974 | -0.037504 |  | HB100 | New | 477604991.7934
New All Plant Postage Stamp (Less Exclude List): |  | 0.010476 | 0.076367 | 0.084425 | 0.099687 | 0.078369 | 0.16211 | 0.026878 | 0.0071508 | 0.00093586 | 0.0010189 | 0.37938 | 0.0062801 | 0.020716 | 0 |  |  | Existing | 587170966.4378 | Average Balance
Exclude List LP: |  | 0.0039814 | 0.010211 | 0 | 0 | 0 | 0.0039329 | 0 | 0 | 0 | 0 | 0 | 8.9246e-05 | 0 | 0
Total New Capital Dollars |  | 6173043.5583 | 37892117.7543 | 37873408.2642 | 45838364.5827 | 36936739.0695 | 80214030.2636 | 13309252.8191 | 3629438.8042 | 486876.7397 | 543354.4415 | 207362533.8818 | 3568404.1293 | 11896427.4852 | 0 | 485723991.7934 | HB345 | New | 557464178.5185
[18 empty] | Existing | 499454124.757 | Average Balance
New 345 kV Plant in Regional Rate (Hiway-Byway 345kV):
$ per kW-Mo | 1.52 | 1.4585 | 1.5046 | 1.495 | 1.5307 | 1.5055 | 1.5715 | 1.5119 | 1.4853 | 1.4095 | 1.3468 | 1.6719 | 1.6599 | 1.6244 | 1.5415 |  | Exclude List |  | 8119000
Depreciation |  | -0.03952 | -0.037921 | -0.03912 | -0.038869 | -0.039799 | -0.039143 | -0.04086 | -0.03931 | -0.038617 | -0.036648 | -0.035017 | -0.043469 | -0.043158 | -0.042234 |  |  | EHV | 2794000
Load Growth |  | -0.038 | -0.036462 | -0.037616 | -0.037374 | -0.038269 | -0.037638 | -0.039288 | -0.037798 | -0.037132 | -0.035238 | -0.03367 | -0.041797 | -0.041498 | -0.040609 |  |  | LV | 5325000
New EHV Postage Stamp (Less Exclude List): |  | 0.00066515 | 0.020173 | 0.026891 | 0.067774 | 0.025825 | 0.099235 | 0.020542 | 0 | 0 | 0 | 0.37437 | 7.242e-05 | 0.010358 | 0
New LV Plant |  | 4850000 | 40436000 | 18475000 | 20860000 | 13050000 | 19625000 | 0 | 26250000 | 0 | 5000000 | 10878449.1784 | 42000000 | 22800000 | 0
New LV Rev Reqmt |  | 970000 | 8087200 | 3695000 | 4172000 | 2610000 | 3925000 | 0 | 5250000 | 0 | 1000000 | 2175689.8357 | 8400000 | 4560000 | 0
LV LP: |  | 0.011359 | 0.090137 | 0.040179 | 0.044259 | 0.027013 | 0.039632 | 0 | 0.050457 | 0 | 0.0091477 | 0.019417 | 0.073138 | 0.038735 | 0
Exclude List LP: |  | 0.0039814 | 0.010211 | 0 | 0 | 0 | 0.0039329 | 0 | 0 | 0 | 0 | 0 | 8.9246e-05 | 0 | 0
Total New Capital Dollars |  | 6834011.4315 | 53734039.027 | 30538496.9664 | 52024038.9758 | 25221918.4926 | 69465540.2721 | 10171921.1902 | 26250000 | 0 | 5000000 | 215504628.2644 | 42090573.0616 | 28748010.8367 | 0 | 565583178.5185
RECB 1:
$ per kW-Mo | 1.52 | 1.4578 | 1.5021 | 1.4671 | 1.4388 | 1.3935 | 1.4963 | 1.4204 | 1.3996 | 1.3283 | 1.2699 | 2.8074 | 2.74 | 2.6401 | 2.5055
Depreciation |  | -0.03952 | -0.037904 | -0.039055 | -0.038146 | -0.037408 | -0.036231 | -0.038905 | -0.036929 | -0.036391 | -0.034535 | -0.033017 | -0.072992 | -0.07124 | -0.068643
Load Growth |  | -0.038 | -0.036446 | -0.037553 | -0.036679 | -0.03597 | -0.034838 | -0.037408 | -0.035509 | -0.034991 | -0.033206 | -0.031747 | -0.070185 | -0.0685 | -0.066003
Postage Stamp Percentage | 0.2 | 0.2 | 0.2 | 0.2 | 0.2 | 0.2 | 0.2 | 0.2 | 0.2 | 0.2 | 0.2 | 0.2 | 0.2 | 0.2 | 0.2
New 345 kV Plant |  | 56802.2863 | 1765807.8054 | 2412699.3933 | 6232807.7952 | 2434383.6985 | 9588108.0544 | 2034384.238 | 0 | 0 | 0 | 40925235.8172 | 8114.6123 | 1189602.1673 | 0
New Plant Rev Reqmt |  | 11360.4573 | 353161.5611 | 482539.8787 | 1246561.559 | 486876.7397 | 1917621.6109 | 406876.8476 | 0 | 0 | 0 | 8185047.1634 | 1622.9225 | 237920.4335 | 0
RECB Postage Stamp: |  | 1.0795e-05 | 0.00032739 | 0.00043642 | 0.0010999 | 0.00041913 | 0.0016105 | 0.00033338 | 0 | 0 | 0 | 0.0060758 | 1.1753e-06 | 0.0001681 | 0
Rest of New Plant |  | 4850000 | 47316000 | 18475000 | 20860000 | 13050000 | 81330600 | 0 | 26250000 | 0 | 5000000 | 872451624.1105 | 42400000 | 22800000 | 0
Rest of New Plant Rev Reqmt |  | 970000 | 9463200 | 3695000 | 4172000 | 2610000 | 16266120 | 0 | 5250000 | 0 | 1000000 | 174490324.8221 | 8480000 | 4560000 | 0
RECB LODF LP: |  | 0.011359 | 0.10811 | 0.041183 | 0.045365 | 0.027688 | 0.16835 | 0 | 0.051718 | 0 | 0.0093764 | 1.5962 | 0.075681 | 0.039704 | 0
Exclude List LP: |  | 0.0039814 | 0.010211 | 0 | 0 | 0 | 0.0039329 | 0 | 0 | 0 | 0 | 0 | 8.9246e-05 | 0 | 0
Total New Capital Dollars |  | 6606802.2863 | 53550807.8054 | 20887699.3933 | 27092807.7952 | 15484383.6985 | 92818708.0544 | 2034384.238 | 26250000 | 0 | 5000000 | 913376859.9277 | 42458114.6123 | 23989602.1673 | 0 | 1229550169.9785
All New Plant in RECB 1:
$ per kW-Mo |  | 0.015351 | 0.13322 | 0.16804 | 0.20594 | 0.22354 | 0.38604 | 0.36668 | 0.3997 | 0.37931 | 0.36935 | 1.9528 | 1.929 | 1.8705 | 1.7751
Depreciation |  | 0 | -0.00039912 | -0.0034636 | -0.0043691 | -0.0053544 | -0.0058121 | -0.010037 | -0.0095337 | -0.010392 | -0.0098622 | -0.009603 | -0.050772 | -0.050153 | -0.048632
Load Growth |  | 0 | -0.00038377 | -0.0033304 | -0.004201 | -0.0051484 | -0.0055885 | -0.0096509 | -0.009167 | -0.0099925 | -0.0094829 | -0.0092336 | -0.048819 | -0.048224 | -0.046761
Postage Stamp Percentage | 0.2 | 0.2 | 0.2 | 0.2 | 0.2 | 0.2 | 0.2 | 0.2 | 0.2 | 0.2 | 0.2 | 0.2 | 0.2 | 0.2 | 0.2
New 345 kV Plant |  | 56802.2863 | 1765807.8054 | 2412699.3933 | 6232807.7952 | 2434383.6985 | 9588108.0544 | 2034384.238 | 0 | 0 | 0 | 40925235.8172 | 8114.6123 | 1189602.1673 | 0
New 345 Plant Rev Reqmt |  | 11360.4573 | 353161.5611 | 482539.8787 | 1246561.559 | 486876.7397 | 1917621.6109 | 406876.8476 | 0 | 0 | 0 | 8185047.1634 | 1622.9225 | 237920.4335 | 0
RECB Postage Stamp: |  | 1.0795e-05 | 0.00032739 | 0.00043642 | 0.0010999 | 0.00041913 | 0.0016105 | 0.00033338 | 0 | 0 | 0 | 0.0060758 | 1.1753e-06 | 0.0001681 | 0
Rest of New Plant |  | 4850000 | 47316000 | 18475000 | 20860000 | 13050000 | 81330600 | 0 | 26250000 | 0 | 5000000 | 872451624.1105 | 42400000 | 22800000 | 0
Rest of New Plant Rev Reqmt |  | 970000 | 9463200 | 3695000 | 4172000 | 2610000 | 16266120 | 0 | 5250000 | 0 | 1000000 | 174490324.8221 | 8480000 | 4560000 | 0
RECB LODF LP: |  | 0.011359 | 0.10811 | 0.041183 | 0.045365 | 0.027688 | 0.16835 | 0 | 0.051718 | 0 | 0.0093764 | 1.5962 | 0.075681 | 0.039704 | 0
Exclude List LP: |  | 0.0039814 | 0.010211 | 0 | 0 | 0 | 0.0039329 | 0 | 0 | 0 | 0 | 0 | 8.9246e-05 | 0 | 0
Total RECB1 Capital Dollars |  | 6606802.2863 | 53550807.8054 | 20887699.3933 | 27092807.7952 | 15484383.6985 | 92818708.0544 | 2034384.238 | 26250000 | 0 | 5000000 | 913376859.9277 | 42458114.6123 | 23989602.1673 | 0 | 1229550169.9785
All Existing Plant in Hiway-Byway:
Existing All Plant Postage Stamp Rate | 1.6797 | 1.594 | 1.5127 | 1.4356 | 1.3623 | 1.2929 | 1.2269 | 1.1644 | 1.105 | 1.0486 | 0.99514 | 0.94439 | 0.89622 | 0.85052 | 0.80714
Depreciation |  | -0.043671 | -0.041444 | -0.03933 | -0.037324 | -0.035421 | -0.033614 | -0.0319 | -0.030273 | -0.028729 | -0.027264 | -0.025874 | -0.024554 | -0.023302 | -0.022113
Load Growth |  | -0.041991 | -0.03985 | -0.037818 | -0.035889 | -0.034059 | -0.032322 | -0.030673 | -0.029109 | -0.027624 | -0.026215 | -0.024878 | -0.02361 | -0.022406 | -0.021263
RECB1 (New) HB100 (Old) | 1.6797 | 1.6093 | 1.6459 | 1.6036 | 1.5683 | 1.5164 | 1.613 | 1.531 | 1.5047 | 1.4279 | 1.3645 | 2.8972 | 2.8252 | 2.721 | 2.5822
Total Existing Capital Dollars |  | 697636444.8922 | 678608410.8577 | 660099366.4516 | 642095156.2316 | 624582010.8454 | 607546536.4996 | 590975704.7166 | 574856842.3704 | 559177621.9948 | 543926052.3549 | 529090469.2769 | 514659526.7273 | 500622188.1359 | 486967717.9545 | 586488860.6649
Total New Capital Dollars |  | 6606802.2863 | 53550807.8054 | 20887699.3933 | 27092807.7952 | 15484383.6985 | 92818708.0544 | 2034384.238 | 26250000 | 0 | 5000000 | 913376859.9277 | 42458114.6123 | 23989602.1673 | 0 | 1229550169.9785
345 kV Existing Plant in Hiway-Byway:
Existing 345 kV Postage Stamp Rate | 0.45688 | 0.43358 | 0.41147 | 0.39048 | 0.37057 | 0.35167 | 0.33374 | 0.31672 | 0.30056 | 0.28523 | 0.27069 | 0.25688 | 0.24378 | 0.23135 | 0.21955
Depreciation |  | -0.011879 | -0.011273 | -0.010698 | -0.010153 | -0.0096348 | -0.0091434 | -0.0086771 | -0.0082346 | -0.0078146 | -0.0074161 | -0.0070379 | -0.0066789 | -0.0063383 | -0.0060151
Load Growth |  | -0.011422 | -0.01084 | -0.010287 | -0.0097621 | -0.0092643 | -0.0087918 | -0.0083434 | -0.0079179 | -0.0075141 | -0.0071309 | -0.0067672 | -0.0064221 | -0.0060945 | -0.0057837
Byway Rate | 0.96166 | 0.91261 | 0.86607 | 0.8219 | 0.77998 | 0.7402 | 0.70245 | 0.66663 | 0.63263 | 0.60037 | 0.56975 | 0.54069 | 0.51311 | 0.48695 | 0.46211
Depreciation |  | -0.025003 | -0.023728 | -0.022518 | -0.021369 | -0.02028 | -0.019245 | -0.018264 | -0.017332 | -0.016448 | -0.01561 | -0.014813 | -0.014058 | -0.013341 | -0.012661
Load Growth |  | -0.024041 | -0.022815 | -0.021652 | -0.020547 | -0.0195 | -0.018505 | -0.017561 | -0.016666 | -0.015816 | -0.015009 | -0.014244 | -0.013517 | -0.012828 | -0.012174
RECB1 (New) HB345 (Old) | 1.4185 | 1.3615 | 1.4108 | 1.3804 | 1.3565 | 1.3154 | 1.4222 | 1.35 | 1.3329 | 1.2649 | 1.2098 | 2.7503 | 2.6859 | 2.5887 | 2.4567
Total Existing Capital Dollars | 605702430.2695 | 589181896.4839 | 573111960.2573 | 557480331.5413 | 542275055.4985 | 527484503.3598 | 513097363.5306 | 499102632.9403 | 485489608.6269 | 472247879.5516 | 459367318.6368 | 446838075.021 | 434650566.5248 | 422795472.3228 | 411263725.8152 | 495313313.5793
Total New Capital Dollars | 0 | 6606802.2863 | 53550807.8054 | 20887699.3933 | 27092807.7952 | 15484383.6985 | 92818708.0544 | 2034384.238 | 26250000 | 0 | 5000000 | 913376859.9277 | 42458114.6123 | 23989602.1673 | 0 | 1229550169.9785
All Existing and New Plant in Hiway-Byway:
$ per kW-Mo | 1.6797 | 1.6048 | 1.6002 | 1.603 | 1.621 | 1.6168 | 1.6968 | 1.6372 | 1.561 | 1.4824 | 1.4079 | 1.7155 | 1.6344 | 1.5718 | 1.4917
Existing Plant Postage Stamp Rate | 1.6797 | 1.5943 | 1.5139 | 1.4367 | 1.3635 | 1.294 | 1.2284 | 1.1658 | 1.1064 | 1.0501 | 0.99661 | 0.94586 | 0.8977 | 0.85199 | 0.80862
Depreciation |  | -0.043671 | -0.041444 | -0.03933 | -0.037324 | -0.035421 | -0.033614 | -0.0319 | -0.030273 | -0.028729 | -0.027264 | -0.025874 | -0.024554 | -0.023302 | -0.022113
Load Growth |  | -0.041991 | -0.03985 | -0.037818 | -0.035889 | -0.034059 | -0.032322 | -0.030673 | -0.029109 | -0.027624 | -0.026215 | -0.024878 | -0.02361 | -0.022406 | -0.021263
Existing All Plant |  | 697777842.012 | 679125050.9811 | 660628922.5781 | 642637951.2613 | 625138375.7508 | 608274842.6027 | 591722218.4723 | 575622018.97 | 559961928.0093 | 544729966.0198 | 529914480.7834 | 515508297.2604 | 501492177.9322 | 487859457.4957
Existing All Plant Rev Reqmt |  | 139555568.4024 | 135825010.1962 | 132125784.5156 | 128527590.2523 | 125027675.1502 | 121654968.5205 | 118344443.6945 | 115124403.794 | 111992385.6019 | 108945993.204 | 105982896.1567 | 103101659.4521 | 100298435.5864 | 97571891.4991
New Plant Rate |  | 0.010476 | 0.086308 | 0.16633 | 0.25754 | 0.32277 | 0.46842 | 0.47141 | 0.45451 | 0.43227 | 0.41124 | 0.76965 | 0.73668 | 0.71982 | 0.68311
Depreciation |  | 0 | -0.00027237 | -0.002244 | -0.0043246 | -0.0066959 | -0.008392 | -0.012179 | -0.012257 | -0.011817 | -0.011239 | -0.010692 | -0.020011 | -0.019154 | -0.018715
Load Growth |  | 0 | -0.00026189 | -0.0021577 | -0.0041583 | -0.0064384 | -0.0080693 | -0.01171 | -0.011785 | -0.011363 | -0.010807 | -0.010281 | -0.019241 | -0.018417 | -0.017996
New All Plant Postage Stamp (Less Exclude List): |  | 0.010476 | 0.076367 | 0.084425 | 0.099687 | 0.078369 | 0.16211 | 0.026878 | 0.0071508 | 0.00093586 | 0.0010189 | 0.37938 | 0.0062801 | 0.020716 | 0
New All Plant |  | 4473043.5583 | 33423117.7543 | 37873408.2642 | 45838364.5827 | 36936739.0695 | 78314030.2636 | 13309252.8191 | 3629438.8042 | 486876.7397 | 543354.4415 | 207362533.8818 | 3518404.1293 | 11896427.4852 | 0
New All Plant Rev Reqmt |  | 894608.7117 | 6684623.5509 | 7574681.6528 | 9167672.9165 | 7387347.8139 | 15662806.0527 | 2661850.5638 | 725887.7608 | 97375.3479 | 108670.8883 | 41472506.7764 | 703680.8259 | 2379285.497 | 0
Exclude List LP: |  | 0 | 0 | 0 | 0 | 0 | 0 | 0 | 0 | 0 | 0 | 0 | 0 | 0 | 0
Exclud List New Plant |  | 0 | 0 | 0 | 0 | 0 | 0 | 0 | 0 | 0 | 0 | 0 | 0 | 0 | 0
Exclud List New Plant Rev Reqmt |  | 0 | 0 | 0 | 0 | 0 | 0 | 0 | 0 | 0 | 0 | 0 | 0 | 0 | 0
Total Existing Capital Dollars | 717198020.9125 | 697777842.012 | 679125050.9811 | 660628922.5781 | 642637951.2613 | 625138375.7508 | 608274842.6027 | 591722218.4723 | 575622018.97 | 559961928.0093 | 544729966.0198 | 529914480.7834 | 515508297.2604 | 501492177.9322 | 487859457.4957 | 587170966.4378
Total New Capital Dollars | 0 | 4473043.5583 | 33423117.7543 | 37873408.2642 | 45838364.5827 | 36936739.0695 | 78314030.2636 | 13309252.8191 | 3629438.8042 | 486876.7397 | 543354.4415 | 207362533.8818 | 3518404.1293 | 11896427.4852 | 0 | 477604991.7934
345 kV Existing and New Plant in Hiway-Byway - Rest in LP:
$ per kW-Mo | 1.4185 | 1.3622 | 1.4096 | 1.4058 | 1.4473 | 1.427 | 1.498 | 1.4421 | 1.4203 | 1.3479 | 1.2885 | 1.6171 | 1.6097 | 1.5777 | 1.4972
Existing 345 PostageStamp Rate | 0.45688 | 0.43358 | 0.41199 | 0.39098 | 0.37104 | 0.35211 | 0.33416 | 0.31711 | 0.30094 | 0.28559 | 0.27103 | 0.25721 | 0.24409 | 0.23164 | 0.21983
Depreciation |  | -0.011879 | -0.011273 | -0.010712 | -0.010165 | -0.0096469 | -0.009155 | -0.0086881 | -0.008245 | -0.0078245 | -0.0074254 | -0.0070467 | -0.0066873 | -0.0063463 | -0.0060226
Load Growth |  | -0.011422 | -0.01084 | -0.0103 | -0.0097744 | -0.0092759 | -0.0088028 | -0.0083539 | -0.0079278 | -0.0075235 | -0.0071398 | -0.0067757 | -0.0064301 | -0.0061022 | -0.005791
Existing 345 kV Plant |  | 189763722.5927 | 184820307.3842 | 179779333.5003 | 174875852.179 | 170106113.3109 | 165466469.0703 | 160953371.1264 | 156563367.9289 | 152293102.0687 | 148139307.7098 | 144098808.092 | 140168513.1013 | 136345416.9064 | 132626595.6603
Existing 345 kV Plant Rev Reqmt |  | 37952744.5185 | 36964061.4768 | 35955866.7001 | 34975170.4358 | 34021222.6622 | 33093293.8141 | 32190674.2253 | 31312673.5858 | 30458620.4137 | 29627861.542 | 28819761.6184 | 28033702.6203 | 27269083.3813 | 26525319.1321
Existing Rest of Plant Byway Rate | 0.96166 | 0.91659 | 0.87367 | 0.82912 | 0.78683 | 0.7467 | 0.71255 | 0.67621 | 0.64173 | 0.609 | 0.57794 | 0.54847 | 0.52058 | 0.49403 | 0.46884
Depreciation |  | -0.025003 | -0.023831 | -0.022716 | -0.021557 | -0.020458 | -0.019414 | -0.018526 | -0.017582 | -0.016685 | -0.015834 | -0.015026 | -0.01426 | -0.013535 | -0.012845
Load Growth |  | -0.024041 | -0.022915 | -0.021842 | -0.020728 | -0.019671 | -0.018668 | -0.017814 | -0.016905 | -0.016043 | -0.015225 | -0.014449 | -0.013712 | -0.013015 | -0.012351
Rest of Plant |  | 401160673.8912 | 391935891.5108 | 381245840.0698 | 370847359.7819 | 360732498.0439 | 352841019.1597 | 343217280.3621 | 333856029.0403 | 324750105.8482 | 315892546.7112 | 307276577.4996 | 298946858.8483 | 290793083.2732 | 282861701.927
Rest of Plant Rev Reqmt |  | 80232134.7782 | 78387178.3022 | 76249168.014 | 74169471.9564 | 72146499.6088 | 70568203.8319 | 68643456.0724 | 66771205.8081 | 64950021.1696 | 63178509.3422 | 61455315.4999 | 59789371.7697 | 58158616.6546 | 56572340.3854
New Plant Rate |  | 0.012024 | 0.12397 | 0.18573 | 0.28939 | 0.32815 | 0.45127 | 0.4488 | 0.47763 | 0.45327 | 0.43953 | 0.81139 | 0.84505 | 0.85201 | 0.80856
Depreciation |  | 0 | -0.00031262 | -0.0032233 | -0.0048289 | -0.0075242 | -0.0085318 | -0.011733 | -0.011669 | -0.012418 | -0.011785 | -0.011428 | -0.021096 | -0.021971 | -0.022152
Load Growth |  | 0 | -0.00030059 | -0.0030993 | -0.0046431 | -0.0072348 | -0.0082037 | -0.011282 | -0.01122 | -0.011941 | -0.011332 | -0.010988 | -0.020285 | -0.021126 | -0.0213
New EHV Postage Stamp (Less Exclude List): |  | 0.00066515 | 0.020173 | 0.026891 | 0.067774 | 0.025825 | 0.099235 | 0.020542 | 0 | 0 | 0 | 0.37437 | 7.242e-05 | 0.010358 | 0
New 345 kV Plant |  | 284011.4315 | 8829039.027 | 12063496.9664 | 31164038.9758 | 12171918.4926 | 47940540.2721 | 10171921.1902 | 0 | 0 | 0 | 204626179.086 | 40573.0616 | 5948010.8367 | 0
New 345 Plant Rev Reqmt |  | 56802.2863 | 1765807.8054 | 2412699.3933 | 6232807.7952 | 2434383.6985 | 9588108.0544 | 2034384.238 | 0 | 0 | 0 | 40925235.8172 | 8114.6123 | 1189602.1673 | 0
New LV LP: |  | 0.011359 | 0.09239 | 0.041183 | 0.045365 | 0.027688 | 0.040623 | 0 | 0.051718 | 0 | 0.0093764 | 0.019903 | 0.074967 | 0.039704 | 0
New LV Plant |  | 4850000 | 40436000 | 18475000 | 20860000 | 13050000 | 19625000 | 0 | 26250000 | 0 | 5000000 | 10878449.1784 | 42000000 | 22800000 | 0
New LV Rev Reqmt |  | 970000 | 8087200 | 3695000 | 4172000 | 2610000 | 3925000 | 0 | 5250000 | 0 | 1000000 | 2175689.8357 | 8400000 | 4560000 | 0
Exclude List LP: |  | 0 | 0 | 0 | 0 | 0 | 0 | 0 | 0 | 0 | 0 | 0 | 0 | 0 | 0
Exclud List New Plant |  | 0 | 0 | 0 | 0 | 0 | 0 | 0 | 0 | 0 | 0 | 0 | 0 | 0 | 0
Exclud List New Plant Rev Reqmt |  | 0 | 0 | 0 | 0 | 0 | 0 | 0 | 0 | 0 | 0 | 0 | 0 | 0 | 0
Total Existing Capital Dollars |  | 590924396.4839 | 576756198.895 | 561025173.5701 | 545723211.961 | 530838611.3547 | 518307488.23 | 504170651.4886 | 490419396.9692 | 477043207.9169 | 464031854.4209 | 451375385.5916 | 439115371.9496 | 427138500.1797 | 415488297.5873 | 499454124.757
Total New Capital Dollars |  | 5134011.4315 | 49265039.027 | 30538496.9664 | 52024038.9758 | 25221918.4926 | 67565540.2721 | 10171921.1902 | 26250000 | 0 | 5000000 | 215504628.2644 | 42040573.0616 | 28748010.8367 | 0 | 557464178.5185
Exclude List LP:
Exclud List New Plant |  | 1700000 | 4469000 | 0 | 0 | 0 | 1900000 | 0 | 0 | 0 | 0 | 0 | 50000 | 0 | 0
Exclud List New Plant Rev Reqmt |  | 340000 | 893800 | 0 | 0 | 0 | 380000 | 0 | 0 | 0 | 0 | 0 | 10000 | 0 | 0
Exclude List LP: |  | 0.0039814 | 0.010211 | 0 | 0 | 0 | 0.0039329 | 0 | 0 | 0 | 0 | 0 | 8.9246e-05 | 0 | 0
Exclude List Capital Dollars |  | 1700000 | 4469000 | 0 | 0 | 0 | 1900000 | 0 | 0 | 0 | 0 | 0 | 50000 | 0 | 0 | 8119000
Exclud List New 345 kV Plant |  | 0 | 2794000 | 0 | 0 | 0 | 0 | 0 | 0 | 0 | 0 | 0 | 0 | 0 | 0
Exclud List New 345 kV Plant Rev Reqmt |  | 0 | 558800 | 0 | 0 | 0 | 0 | 0 | 0 | 0 | 0 | 0 | 0 | 0 | 0
Exclude List 345kV LP: |  | 0 | 0.0063839 | 0 | 0 | 0 | 0 | 0 | 0 | 0 | 0 | 0 | 0 | 0 | 0
Exclude List 345 kV Capital Dollars |  | 0 | 2794000 | 0 | 0 | 0 | 0 | 0 | 0 | 0 | 0 | 0 | 0 | 0 | 0 | 2794000
Exclud List New LV Plant |  | 1700000 | 1675000 | 0 | 0 | 0 | 1900000 | 0 | 0 | 0 | 0 | 0 | 50000 | 0 | 0
Exclud List New LV Plant Rev Reqmt |  | 340000 | 335000 | 0 | 0 | 0 | 380000 | 0 | 0 | 0 | 0 | 0 | 10000 | 0 | 0
Exclude List LV LP: |  | 0.0039814 | 0.0038271 | 0 | 0 | 0 | 0.0039329 | 0 | 0 | 0 | 0 | 0 | 8.9246e-05 | 0 | 0
Exclude List LV Capital Dollars |  | 1700000 | 1675000 | 0 | 0 | 0 | 1900000 | 0 | 0 | 0 | 0 | 0 | 50000 | 0 | 0 | 5325000
Exclude List Postage Stamp:
Exclud List New Plant |  | 1700000 | 4469000 | 0 | 0 | 0 | 1900000 | 0 | 0 | 0 | 0 | 0 | 50000 | 0 | 0
Exclud List New Plant Rev Reqmt |  | 340000 | 893800 | 0 | 0 | 0 | 380000 | 0 | 0 | 0 | 0 | 0 | 10000 | 0 | 0
Exclude List Postage Stamp: |  | 0.00032307 | 0.00082858 | 0 | 0 | 0 | 0.00031914 | 0 | 0 | 0 | 0 | 0 | 7.242e-06 | 0 | 0
Exclude List Capital Dollars |  | 1700000 | 4469000 | 0 | 0 | 0 | 1900000 | 0 | 0 | 0 | 0 | 0 | 50000 | 0 | 0 | 8119000
Exclud List New 345 kV Plant |  | 0 | 2794000 | 0 | 0 | 0 | 0 | 0 | 0 | 0 | 0 | 0 | 0 | 0 | 0
Exclud List New 345 kV Plant Rev Reqmt |  | 0 | 558800 | 0 | 0 | 0 | 0 | 0 | 0 | 0 | 0 | 0 | 0 | 0 | 0
Exclude List 345kV Postage Stamp: |  | 0 | 0.00051803 | 0 | 0 | 0 | 0 | 0 | 0 | 0 | 0 | 0 | 0 | 0 | 0
Exclude List 345 kV Capital Dollars |  | 0 | 2794000 | 0 | 0 | 0 | 0 | 0 | 0 | 0 | 0 | 0 | 0 | 0 | 0 | 2794000
Exclud List New LV Plant |  | 1700000 | 1675000 | 0 | 0 | 0 | 1900000 | 0 | 0 | 0 | 0 | 0 | 50000 | 0 | 0
Exclud List New LV Plant Rev Reqmt |  | 340000 | 335000 | 0 | 0 | 0 | 380000 | 0 | 0 | 0 | 0 | 0 | 10000 | 0 | 0
Exclude List LV Postage Stamp: |  | 0.00032307 | 0.00031056 | 0 | 0 | 0 | 0.00031914 | 0 | 0 | 0 | 0 | 0 | 7.242e-06 | 0 | 0
Exclude List LV Capital Dollars |  | 1700000 | 1675000 | 0 | 0 | 0 | 1900000 | 0 | 0 | 0 | 0 | 0 | 50000 | 0 | 0 | 5325000
Coincident Load kW: | 7116500 | 7294412.5 | 7476772.8125 | 7663692.1328 | 7855284.4361 | 8051666.547 | 8252958.2107 | 8459282.166 | 8670764.2201 | 8887533.3256 | 9109721.6588 | 9337464.7002 | 9570901.3177 | 9810173.8507 | 10055428.197

## MH
MH
All New Plant in Local Zone Rate (License Plate): | 2006 | 2007 | 2008 | 2009 | 2010 | 2011 | 2012 | 2013 | 2014 | 2015 | 2016 | 2017 | 2018 | 2019 | 2020 |  |  |  | Capital Dollars 2007-2020
$ per kW-Mo | 3.503 | 3.3615 | 3.2653 | 3.1148 | 2.9559 | 3.1722 | 3.4587 | 3.3034 | 3.2047 | 3.0413 | 2.8862 | 2.739 | 2.5993 | 2.4667 | 2.3409 |  | LP | New | 248303229
Depreciation | 0.026 | -0.091078 | -0.0874 | -0.084898 | -0.080984 | -0.076854 | -0.082478 | -0.089925 | -0.085888 | -0.083323 | -0.079074 | -0.075041 | -0.071214 | -0.067582 | -0.064135 |  | HB100 | New | 235631437.6711
Load Growth | 0.025 | -0.087575 | -0.084039 | -0.081632 | -0.077869 | -0.073898 | -0.079306 | -0.086466 | -0.082584 | -0.080118 | -0.076032 | -0.072155 | -0.068475 | -0.064983 | -0.061668 |  | HB345 | New | 412710548.569
New All Plant |  | 7835115 | 16642663 | 3628560 | 0 | 87490286 | 109495664 | 5287742 | 17923199 | 0 | 0 | 0 | 0 | 0 | 0 |  | RECB 1 | New | 281184692.9138
New All Plant Rev Rqmt |  | 1567023 | 3328532.6 | 725712 | 0 | 17498057.2 | 21899132.8 | 1057548.4 | 3584639.8 | 0 | 0 | 0 | 0 | 0 | 0
New All Plant LP: |  | 0.037193 | 0.075196 | 0.015995 | 0 | 0.36708 | 0.4482 | 0.021116 | 0.06983 | 0 | 0 | 0 | 0 | 0 | 0 |  | RECB 1 | New | 281184692.9138
Total New Capital Dollars |  | 7835115 | 16642663 | 3628560 | 0 | 87490286 | 109495664 | 5287742 | 17923199 | 0 | 0 | 0 | 0 | 0 | 0 | 248303229 | HB100 | Existing | 289350437.6863 | Average Balance
Total Existing and New Capital Dollars | 737941980 | 725845605.3705 | 722690829.484 | 706607997.1098 | 687335263.9887 | 756078480.6634 | 844952104.1033 | 827193777.4639 | 822555266.1835 | 800120071.2984 | 778296796.3537 | 757068751.2332 | 736419701.0433 | 716333853.6973 | 696795847.8377 | 755592453.2736
All New Plant in Regional Rate (Hiway-Byway 100kV): | [16 empty] | RECB 1 | New | 281184692.9138
$ per kW-Mo | 3.503 | 3.3348 | 3.2411 | 3.1602 | 3.0988 | 3.0191 | 3.0272 | 2.8997 | 2.759 | 2.6192 | 2.4866 | 2.7392 | 2.6058 | 2.4936 | 2.3664 |  | HB345 | Existing | 604916412.2815 | Average Balance
Depreciation |  | -0.091078 | -0.086705 | -0.084269 | -0.082166 | -0.080568 | -0.078496 | -0.078708 | -0.075393 | -0.071733 | -0.068099 | -0.064653 | -0.071219 | -0.06775 | -0.064834
Load Growth |  | -0.087575 | -0.083371 | -0.081028 | -0.079006 | -0.077469 | -0.075477 | -0.075681 | -0.072493 | -0.068974 | -0.06548 | -0.062166 | -0.06848 | -0.065145 | -0.06234 |  | HB100 | New | 235631437.6711
New All Plant Postage Stamp (Less Exclude List): |  | 0.010476 | 0.076367 | 0.084425 | 0.099687 | 0.078369 | 0.16211 | 0.026878 | 0.0071508 | 0.00093586 | 0.0010189 | 0.37938 | 0.0062801 | 0.020716 | 0 |  |  | Existing | 289350437.6863 | Average Balance
Exclude List LP: |  | 0 | 0 | 0 | 0 | 0 | 0 | 0 | 0 | 0 | 0 | 0 | 0 | 0 | 0
Total New Capital Dollars |  | 2206823.0075 | 16489646.095 | 18685243.6472 | 22614838.481 | 18223128.0648 | 38637049.1471 | 6566259.6287 | 1790621.7441 | 240205.7519 | 268069.6191 | 102304483.4482 | 1735841.6213 | 5869227.4153 | 0 | 235631437.6711 | HB345 | New | 412710548.569
[18 empty] | Existing | 604916412.2815 | Average Balance
New 345 kV Plant in Regional Rate (Hiway-Byway 345kV):
$ per kW-Mo | 3.503 | 3.3622 | 3.2861 | 3.1614 | 3.0679 | 3.3044 | 3.6833 | 3.5371 | 3.4265 | 3.2518 | 3.0859 | 3.3029 | 3.1346 | 2.9851 | 2.8328 |  | Exclude List |  | 0
Depreciation |  | -0.091078 | -0.087417 | -0.085439 | -0.082196 | -0.079766 | -0.085914 | -0.095766 | -0.091965 | -0.08909 | -0.084546 | -0.080235 | -0.085876 | -0.081498 | -0.077611 |  |  | EHV | 0
Load Growth |  | -0.087575 | -0.084055 | -0.082153 | -0.079035 | -0.076698 | -0.082609 | -0.092082 | -0.088428 | -0.085663 | -0.081295 | -0.077149 | -0.082573 | -0.078364 | -0.074626 |  |  | LV | 0
New EHV Postage Stamp (Less Exclude List): |  | 0.00066515 | 0.020173 | 0.026891 | 0.067774 | 0.025825 | 0.099235 | 0.020542 | 0 | 0 | 0 | 0.37437 | 7.242e-05 | 0.010358 | 0
New LV Plant |  | 7835115 | 16642663 | 3628560 | 0 | 87490286 | 109495664 | 5287742 | 17923199 | 0 | 0 | 0 | 0 | 0 | 0
New LV Rev Reqmt |  | 1567023 | 3328532.6 | 725712 | 0 | 17498057.2 | 21899132.8 | 1057548.4 | 3584639.8 | 0 | 0 | 0 | 0 | 0 | 0
LV LP: |  | 0.037193 | 0.075196 | 0.015995 | 0 | 0.36708 | 0.4482 | 0.021116 | 0.06983 | 0 | 0 | 0 | 0 | 0 | 0
Exclude List LP: |  | 0 | 0 | 0 | 0 | 0 | 0 | 0 | 0 | 0 | 0 | 0 | 0 | 0 | 0
Total New Capital Dollars |  | 7975235.0219 | 20998562.1111 | 9580212.898 | 15375105.8588 | 93495429.7965 | 133147632.9307 | 10306166.1269 | 17923199 | 0 | 0 | 100954474.0773 | 20017.146 | 2934513.6019 | 0 | 412710548.569
RECB 1:
$ per kW-Mo | 3.503 | 3.3615 | 3.2673 | 3.1173 | 2.9589 | 3.1844 | 3.4822 | 3.3264 | 3.2284 | 3.0637 | 2.9075 | 2.7622 | 2.6213 | 2.4877 | 2.3608
Depreciation |  | -0.091078 | -0.0874 | -0.084951 | -0.08105 | -0.076931 | -0.082795 | -0.090538 | -0.086488 | -0.083938 | -0.079657 | -0.075594 | -0.071817 | -0.068154 | -0.064681
Load Growth |  | -0.087575 | -0.084039 | -0.081684 | -0.077933 | -0.073972 | -0.079611 | -0.087056 | -0.083161 | -0.080709 | -0.076593 | -0.072687 | -0.069055 | -0.065533 | -0.062193
Postage Stamp Percentage | 0.2 | 0.2 | 0.2 | 0.2 | 0.2 | 0.2 | 0.2 | 0.2 | 0.2 | 0.2 | 0.2 | 0.2 | 0.2 | 0.2 | 0.2
New 345 kV Plant |  | 28024.0044 | 871179.8222 | 1190330.5796 | 3075021.1718 | 1201028.7593 | 4730393.7861 | 1003684.8254 | 0 | 0 | 0 | 20190894.8155 | 4003.4292 | 586902.7204 | 0
New Plant Rev Reqmt |  | 5604.8009 | 174235.9644 | 238066.1159 | 615004.2344 | 240205.7519 | 946078.7572 | 200736.9651 | 0 | 0 | 0 | 4038178.9631 | 800.6858 | 117380.5441 | 0
RECB Postage Stamp: |  | 5.3257e-06 | 0.00016152 | 0.00021531 | 0.00054266 | 0.00020678 | 0.00079456 | 0.00016448 | 0 | 0 | 0 | 0.0029976 | 5.7986e-07 | 8.2933e-05 | 0
Rest of New Plant |  | 7835115 | 16642663 | 3628560 | 0 | 87490286 | 109495664 | 5287742 | 17923199 | 0 | 0 | 0 | 0 | 0 | 0
Rest of New Plant Rev Reqmt |  | 1567023 | 3328532.6 | 725712 | 0 | 17498057.2 | 21899132.8 | 1057548.4 | 3584639.8 | 0 | 0 | 0 | 0 | 0 | 0
RECB LODF LP: |  | 0.037193 | 0.077076 | 0.016395 | 0 | 0.37626 | 0.4594 | 0.021644 | 0.071576 | 0 | 0 | 0 | 0 | 0 | 0
Exclude List LP: |  | 0 | 0 | 0 | 0 | 0 | 0 | 0 | 0 | 0 | 0 | 0 | 0 | 0 | 0
Total New Capital Dollars |  | 7863139.0044 | 17513842.8222 | 4818890.5796 | 3075021.1718 | 88691314.7593 | 114226057.7861 | 6291426.8254 | 17923199 | 0 | 0 | 20190894.8155 | 4003.4292 | 586902.7204 | 0 | 281184692.9138
All New Plant in RECB 1:
$ per kW-Mo |  | 0.037199 | 0.11254 | 0.12341 | 0.11766 | 0.48812 | 0.92342 | 0.89814 | 0.92391 | 0.87679 | 0.83207 | 0.79264 | 0.75221 | 0.71393 | 0.67752
Depreciation |  | 0 | -0.00096716 | -0.002926 | -0.0032086 | -0.0030591 | -0.012691 | -0.024009 | -0.023352 | -0.024022 | -0.022797 | -0.021634 | -0.020609 | -0.019558 | -0.018562
Load Growth |  | 0 | -0.00092996 | -0.0028135 | -0.0030852 | -0.0029414 | -0.012203 | -0.023086 | -0.022453 | -0.023098 | -0.02192 | -0.020802 | -0.019816 | -0.018805 | -0.017848
Postage Stamp Percentage | 0.2 | 0.2 | 0.2 | 0.2 | 0.2 | 0.2 | 0.2 | 0.2 | 0.2 | 0.2 | 0.2 | 0.2 | 0.2 | 0.2 | 0.2
New 345 kV Plant |  | 28024.0044 | 871179.8222 | 1190330.5796 | 3075021.1718 | 1201028.7593 | 4730393.7861 | 1003684.8254 | 0 | 0 | 0 | 20190894.8155 | 4003.4292 | 586902.7204 | 0
New 345 Plant Rev Reqmt |  | 5604.8009 | 174235.9644 | 238066.1159 | 615004.2344 | 240205.7519 | 946078.7572 | 200736.9651 | 0 | 0 | 0 | 4038178.9631 | 800.6858 | 117380.5441 | 0
RECB Postage Stamp: |  | 5.3257e-06 | 0.00016152 | 0.00021531 | 0.00054266 | 0.00020678 | 0.00079456 | 0.00016448 | 0 | 0 | 0 | 0.0029976 | 5.7986e-07 | 8.2933e-05 | 0
Rest of New Plant |  | 7835115 | 16642663 | 3628560 | 0 | 87490286 | 109495664 | 5287742 | 17923199 | 0 | 0 | 0 | 0 | 0 | 0
Rest of New Plant Rev Reqmt |  | 1567023 | 3328532.6 | 725712 | 0 | 17498057.2 | 21899132.8 | 1057548.4 | 3584639.8 | 0 | 0 | 0 | 0 | 0 | 0
RECB LODF LP: |  | 0.037193 | 0.077076 | 0.016395 | 0 | 0.37626 | 0.4594 | 0.021644 | 0.071576 | 0 | 0 | 0 | 0 | 0 | 0
Exclude List LP: |  | 0 | 0 | 0 | 0 | 0 | 0 | 0 | 0 | 0 | 0 | 0 | 0 | 0 | 0
Total RECB1 Capital Dollars |  | 7863139.0044 | 17513842.8222 | 4818890.5796 | 3075021.1718 | 88691314.7593 | 114226057.7861 | 6291426.8254 | 17923199 | 0 | 0 | 20190894.8155 | 4003.4292 | 586902.7204 | 0 | 281184692.9138
All Existing Plant in Hiway-Byway:
Existing All Plant Postage Stamp Rate | 1.6797 | 1.594 | 1.5127 | 1.4356 | 1.3623 | 1.2929 | 1.2269 | 1.1644 | 1.105 | 1.0486 | 0.99514 | 0.94439 | 0.89622 | 0.85052 | 0.80714
Depreciation |  | -0.043671 | -0.041444 | -0.03933 | -0.037324 | -0.035421 | -0.033614 | -0.0319 | -0.030273 | -0.028729 | -0.027264 | -0.025874 | -0.024554 | -0.023302 | -0.022113
Load Growth |  | -0.041991 | -0.03985 | -0.037818 | -0.035889 | -0.034059 | -0.032322 | -0.030673 | -0.029109 | -0.027624 | -0.026215 | -0.024878 | -0.02361 | -0.022406 | -0.021263
RECB1 (New) HB100 (Old) | 1.6797 | 1.6312 | 1.6252 | 1.559 | 1.48 | 1.781 | 2.1504 | 2.0625 | 2.0289 | 1.9254 | 1.8272 | 1.737 | 1.6484 | 1.5644 | 1.4847
Total Existing Capital Dollars |  | 344186265.4418 | 334798585.0518 | 325666953.6446 | 316784387.4839 | 308144093.3153 | 299739463.1701 | 291564069.3121 | 283611659.3217 | 275876151.3137 | 268351629.2866 | 261032338.5978 | 253912681.5625 | 246987213.1729 | 240250636.9336 | 289350437.6863
Total New Capital Dollars |  | 7863139.0044 | 17513842.8222 | 4818890.5796 | 3075021.1718 | 88691314.7593 | 114226057.7861 | 6291426.8254 | 17923199 | 0 | 0 | 20190894.8155 | 4003.4292 | 586902.7204 | 0 | 281184692.9138
345 kV Existing Plant in Hiway-Byway:
Existing 345 kV Postage Stamp Rate | 0.45688 | 0.43358 | 0.41147 | 0.39048 | 0.37057 | 0.35167 | 0.33374 | 0.31672 | 0.30056 | 0.28523 | 0.27069 | 0.25688 | 0.24378 | 0.23135 | 0.21955
Depreciation |  | -0.011879 | -0.011273 | -0.010698 | -0.010153 | -0.0096348 | -0.0091434 | -0.0086771 | -0.0082346 | -0.0078146 | -0.0074161 | -0.0070379 | -0.0066789 | -0.0063383 | -0.0060151
Load Growth |  | -0.011422 | -0.01084 | -0.010287 | -0.0097621 | -0.0092643 | -0.0087918 | -0.0083434 | -0.0079179 | -0.0075141 | -0.0071309 | -0.0067672 | -0.0064221 | -0.0060945 | -0.0057837
Byway Rate | 3.0546 | 2.8988 | 2.751 | 2.6107 | 2.4775 | 2.3512 | 2.2313 | 2.1175 | 2.0095 | 1.907 | 1.8098 | 1.7175 | 1.6299 | 1.5467 | 1.4679
Depreciation |  | -0.07942 | -0.07537 | -0.071526 | -0.067878 | -0.064416 | -0.061131 | -0.058013 | -0.055055 | -0.052247 | -0.049582 | -0.047054 | -0.044654 | -0.042376 | -0.040215
Load Growth |  | -0.076365 | -0.072471 | -0.068775 | -0.065267 | -0.061939 | -0.05878 | -0.055782 | -0.052937 | -0.050237 | -0.047675 | -0.045244 | -0.042936 | -0.040747 | -0.038669
RECB1 (New) HB345 (Old) | 3.5115 | 3.3696 | 3.275 | 3.1246 | 2.9658 | 3.191 | 3.4884 | 3.3323 | 3.234 | 3.069 | 2.9125 | 2.767 | 2.6259 | 2.492 | 2.3649
Total Existing Capital Dollars | 739732470.3046 | 719556267.177 | 699930369.9897 | 680839769.1483 | 662269864.4448 | 644206453.892 | 626635722.8621 | 609544233.5211 | 592918914.5518 | 576747051.1574 | 561016275.3371 | 545714556.4272 | 530830191.9007 | 516351798.4166 | 502268303.1148 | 604916412.2815
Total New Capital Dollars | 0 | 7863139.0044 | 17513842.8222 | 4818890.5796 | 3075021.1718 | 88691314.7593 | 114226057.7861 | 6291426.8254 | 17923199 | 0 | 0 | 20190894.8155 | 4003.4292 | 586902.7204 | 0 | 281184692.9138
All Existing and New Plant in Hiway-Byway:
$ per kW-Mo | 1.6797 | 1.6045 | 1.599 | 1.6019 | 1.6199 | 1.6156 | 1.6953 | 1.6358 | 1.5595 | 1.4809 | 1.4064 | 1.714 | 1.6329 | 1.5703 | 1.4903
Existing Plant Postage Stamp Rate | 1.6797 | 1.594 | 1.5127 | 1.4356 | 1.3623 | 1.2929 | 1.2269 | 1.1644 | 1.105 | 1.0486 | 0.99514 | 0.94439 | 0.89622 | 0.85052 | 0.80714
Depreciation |  | -0.043671 | -0.041444 | -0.03933 | -0.037324 | -0.035421 | -0.033614 | -0.0319 | -0.030273 | -0.028729 | -0.027264 | -0.025874 | -0.024554 | -0.023302 | -0.022113
Load Growth |  | -0.041991 | -0.03985 | -0.037818 | -0.035889 | -0.034059 | -0.032322 | -0.030673 | -0.029109 | -0.027624 | -0.026215 | -0.024878 | -0.02361 | -0.022406 | -0.021263
Existing All Plant |  | 344186265.4418 | 334798585.0518 | 325666953.6446 | 316784387.4839 | 308144093.3153 | 299739463.1701 | 291564069.3121 | 283611659.3217 | 275876151.3137 | 268351629.2866 | 261032338.5978 | 253912681.5625 | 246987213.1729 | 240250636.9336
Existing All Plant Rev Reqmt |  | 68837253.0884 | 66959717.0104 | 65133390.7289 | 63356877.4968 | 61628818.6631 | 59947892.634 | 58312813.8624 | 56722331.8643 | 55175230.2627 | 53670325.8573 | 52206467.7196 | 50782536.3125 | 49397442.6346 | 48050127.3867
New Plant Rate |  | 0.010476 | 0.086308 | 0.16633 | 0.25754 | 0.32277 | 0.46842 | 0.47141 | 0.45451 | 0.43227 | 0.41124 | 0.76965 | 0.73668 | 0.71982 | 0.68311
Depreciation |  | 0 | -0.00027237 | -0.002244 | -0.0043246 | -0.0066959 | -0.008392 | -0.012179 | -0.012257 | -0.011817 | -0.011239 | -0.010692 | -0.020011 | -0.019154 | -0.018715
Load Growth |  | 0 | -0.00026189 | -0.0021577 | -0.0041583 | -0.0064384 | -0.0080693 | -0.01171 | -0.011785 | -0.011363 | -0.010807 | -0.010281 | -0.019241 | -0.018417 | -0.017996
New All Plant Postage Stamp (Less Exclude List): |  | 0.010476 | 0.076367 | 0.084425 | 0.099687 | 0.078369 | 0.16211 | 0.026878 | 0.0071508 | 0.00093586 | 0.0010189 | 0.37938 | 0.0062801 | 0.020716 | 0
New All Plant |  | 2206823.0075 | 16489646.095 | 18685243.6472 | 22614838.481 | 18223128.0648 | 38637049.1471 | 6566259.6287 | 1790621.7441 | 240205.7519 | 268069.6191 | 102304483.4482 | 1735841.6213 | 5869227.4153 | 0
New All Plant Rev Reqmt |  | 441364.6015 | 3297929.219 | 3737048.7294 | 4522967.6962 | 3644625.613 | 7727409.8294 | 1313251.9257 | 358124.3488 | 48041.1504 | 53613.9238 | 20460896.6896 | 347168.3243 | 1173845.4831 | 0
Exclude List LP: |  | 0 | 0 | 0 | 0 | 0 | 0 | 0 | 0 | 0 | 0 | 0 | 0 | 0 | 0
Exclud List New Plant |  | 0 | 0 | 0 | 0 | 0 | 0 | 0 | 0 | 0 | 0 | 0 | 0 | 0 | 0
Exclud List New Plant Rev Reqmt |  | 0 | 0 | 0 | 0 | 0 | 0 | 0 | 0 | 0 | 0 | 0 | 0 | 0 | 0
Total Existing Capital Dollars | 353837174.3728 | 344186265.4418 | 334798585.0518 | 325666953.6446 | 316784387.4839 | 308144093.3153 | 299739463.1701 | 291564069.3121 | 283611659.3217 | 275876151.3137 | 268351629.2866 | 261032338.5978 | 253912681.5625 | 246987213.1729 | 240250636.9336 | 289350437.6863
Total New Capital Dollars | 0 | 2206823.0075 | 16489646.095 | 18685243.6472 | 22614838.481 | 18223128.0648 | 38637049.1471 | 6566259.6287 | 1790621.7441 | 240205.7519 | 268069.6191 | 102304483.4482 | 1735841.6213 | 5869227.4153 | 0 | 235631437.6711
345 kV Existing and New Plant in Hiway-Byway - Rest in LP:
$ per kW-Mo | 3.5115 | 3.3703 | 3.2956 | 3.1708 | 3.0769 | 3.3221 | 3.7113 | 3.5642 | 3.454 | 3.2778 | 3.1107 | 3.3264 | 3.1568 | 3.0062 | 2.8529
Existing 345 PostageStamp Rate | 0.45688 | 0.43358 | 0.41147 | 0.39048 | 0.37057 | 0.35167 | 0.33374 | 0.31672 | 0.30056 | 0.28523 | 0.27069 | 0.25688 | 0.24378 | 0.23135 | 0.21955
Depreciation |  | -0.011879 | -0.011273 | -0.010698 | -0.010153 | -0.0096348 | -0.0091434 | -0.0086771 | -0.0082346 | -0.0078146 | -0.0074161 | -0.0070379 | -0.0066789 | -0.0063383 | -0.0060151
Load Growth |  | -0.011422 | -0.01084 | -0.010287 | -0.0097621 | -0.0092643 | -0.0087918 | -0.0083434 | -0.0079179 | -0.0075141 | -0.0071309 | -0.0067672 | -0.0064221 | -0.0060945 | -0.0057837
Existing 345 kV Plant |  | 93621925.1069 | 91068387.0996 | 88584496.8414 | 86168354.6901 | 83818112.8159 | 81531973.7889 | 79308189.2038 | 77145058.3432 | 75040926.8769 | 72994185.5964 | 71003269.1842 | 69066655.0172 | 67182862.0016 | 65350449.4405
Existing 345 kV Plant Rev Reqmt |  | 18724385.0214 | 18213677.4199 | 17716899.3683 | 17233670.938 | 16763622.5632 | 16306394.7578 | 15861637.8408 | 15429011.6686 | 15008185.3754 | 14598837.1193 | 14200653.8368 | 13813331.0034 | 13436572.4003 | 13070089.8881
Existing Rest of Plant Byway Rate | 3.0546 | 2.8988 | 2.751 | 2.6107 | 2.4775 | 2.3512 | 2.2313 | 2.1175 | 2.0095 | 1.907 | 1.8098 | 1.7175 | 1.6299 | 1.5467 | 1.4679
Depreciation |  | -0.07942 | -0.07537 | -0.071526 | -0.067878 | -0.064416 | -0.061131 | -0.058013 | -0.055055 | -0.052247 | -0.049582 | -0.047054 | -0.044654 | -0.042376 | -0.040215
Load Growth |  | -0.076365 | -0.072471 | -0.068775 | -0.065267 | -0.061939 | -0.05878 | -0.055782 | -0.052937 | -0.050237 | -0.047675 | -0.045244 | -0.042936 | -0.040747 | -0.038669
Rest of Plant |  | 625934342.0701 | 608861982.8902 | 592255272.3068 | 576101509.7547 | 560388341.0761 | 545103749.0733 | 530236044.3173 | 515773856.2085 | 501706124.2804 | 488022089.7407 | 474711287.243 | 461763536.8835 | 449168936.415 | 436917853.6743
Rest of Plant Rev Reqmt |  | 125186868.414 | 121772396.578 | 118451054.4614 | 115220301.9509 | 112077668.2152 | 109020749.8147 | 106047208.8635 | 103154771.2417 | 100341224.8561 | 97604417.9481 | 94942257.4486 | 92352707.3767 | 89833787.283 | 87383570.7349
New Plant Rate |  | 0.037858 | 0.13318 | 0.16967 | 0.22879 | 0.6192 | 1.1463 | 1.13 | 1.1439 | 1.0856 | 1.0302 | 1.3521 | 1.2832 | 1.2281 | 1.1655
Depreciation |  | 0 | -0.00098432 | -0.0034626 | -0.0044114 | -0.0059486 | -0.016099 | -0.029803 | -0.02938 | -0.029742 | -0.028225 | -0.026786 | -0.035154 | -0.033363 | -0.03193
Load Growth |  | 0 | -0.00094646 | -0.0033294 | -0.0042418 | -0.0057198 | -0.01548 | -0.028657 | -0.02825 | -0.028598 | -0.02714 | -0.025756 | -0.033802 | -0.032079 | -0.030702
New EHV Postage Stamp (Less Exclude List): |  | 0.00066515 | 0.020173 | 0.026891 | 0.067774 | 0.025825 | 0.099235 | 0.020542 | 0 | 0 | 0 | 0.37437 | 7.242e-05 | 0.010358 | 0
New 345 kV Plant |  | 140120.0219 | 4355899.1111 | 5951652.898 | 15375105.8588 | 6005143.7965 | 23651968.9307 | 5018424.1269 | 0 | 0 | 0 | 100954474.0773 | 20017.146 | 2934513.6019 | 0
New 345 Plant Rev Reqmt |  | 28024.0044 | 871179.8222 | 1190330.5796 | 3075021.1718 | 1201028.7593 | 4730393.7861 | 1003684.8254 | 0 | 0 | 0 | 20190894.8155 | 4003.4292 | 586902.7204 | 0
New LV LP: |  | 0.037193 | 0.077076 | 0.016395 | 0 | 0.37626 | 0.4594 | 0.021644 | 0.071576 | 0 | 0 | 0 | 0 | 0 | 0
New LV Plant |  | 7835115 | 16642663 | 3628560 | 0 | 87490286 | 109495664 | 5287742 | 17923199 | 0 | 0 | 0 | 0 | 0 | 0
New LV Rev Reqmt |  | 1567023 | 3328532.6 | 725712 | 0 | 17498057.2 | 21899132.8 | 1057548.4 | 3584639.8 | 0 | 0 | 0 | 0 | 0 | 0
Exclude List LP: |  | 0 | 0 | 0 | 0 | 0 | 0 | 0 | 0 | 0 | 0 | 0 | 0 | 0 | 0
Exclud List New Plant |  | 0 | 0 | 0 | 0 | 0 | 0 | 0 | 0 | 0 | 0 | 0 | 0 | 0 | 0
Exclud List New Plant Rev Reqmt |  | 0 | 0 | 0 | 0 | 0 | 0 | 0 | 0 | 0 | 0 | 0 | 0 | 0 | 0
Total Existing Capital Dollars |  | 719556267.177 | 699930369.9897 | 680839769.1483 | 662269864.4448 | 644206453.892 | 626635722.8621 | 609544233.5211 | 592918914.5518 | 576747051.1574 | 561016275.3371 | 545714556.4272 | 530830191.9007 | 516351798.4166 | 502268303.1148 | 604916412.2815
Total New Capital Dollars |  | 7975235.0219 | 20998562.1111 | 9580212.898 | 15375105.8588 | 93495429.7965 | 133147632.9307 | 10306166.1269 | 17923199 | 0 | 0 | 100954474.0773 | 20017.146 | 2934513.6019 | 0 | 412710548.569
Exclude List LP:
Exclud List New Plant |  | 0 | 0 | 0 | 0 | 0 | 0 | 0 | 0 | 0 | 0 | 0 | 0 | 0 | 0
Exclud List New Plant Rev Reqmt |  | 0 | 0 | 0 | 0 | 0 | 0 | 0 | 0 | 0 | 0 | 0 | 0 | 0 | 0
Exclude List LP: |  | 0 | 0 | 0 | 0 | 0 | 0 | 0 | 0 | 0 | 0 | 0 | 0 | 0 | 0
Exclude List Capital Dollars |  | 0 | 0 | 0 | 0 | 0 | 0 | 0 | 0 | 0 | 0 | 0 | 0 | 0 | 0 | 0
Exclud List New 345 kV Plant |  | 0 | 0 | 0 | 0 | 0 | 0 | 0 | 0 | 0 | 0 | 0 | 0 | 0 | 0
Exclud List New 345 kV Plant Rev Reqmt |  | 0 | 0 | 0 | 0 | 0 | 0 | 0 | 0 | 0 | 0 | 0 | 0 | 0 | 0
Exclude List 345kV LP: |  | 0 | 0 | 0 | 0 | 0 | 0 | 0 | 0 | 0 | 0 | 0 | 0 | 0 | 0
Exclude List 345 kV Capital Dollars |  | 0 | 0 | 0 | 0 | 0 | 0 | 0 | 0 | 0 | 0 | 0 | 0 | 0 | 0 | 0
Exclud List New LV Plant |  | 0 | 0 | 0 | 0 | 0 | 0 | 0 | 0 | 0 | 0 | 0 | 0 | 0 | 0
Exclud List New LV Plant Rev Reqmt |  | 0 | 0 | 0 | 0 | 0 | 0 | 0 | 0 | 0 | 0 | 0 | 0 | 0 | 0
Exclude List LV LP: |  | 0 | 0 | 0 | 0 | 0 | 0 | 0 | 0 | 0 | 0 | 0 | 0 | 0 | 0
Exclude List LV Capital Dollars |  | 0 | 0 | 0 | 0 | 0 | 0 | 0 | 0 | 0 | 0 | 0 | 0 | 0 | 0 | 0
Exclude List Postage Stamp:
Exclud List New Plant |  | 0 | 0 | 0 | 0 | 0 | 0 | 0 | 0 | 0 | 0 | 0 | 0 | 0 | 0
Exclud List New Plant Rev Reqmt |  | 0 | 0 | 0 | 0 | 0 | 0 | 0 | 0 | 0 | 0 | 0 | 0 | 0 | 0
Exclude List Postage Stamp: |  | 0 | 0 | 0 | 0 | 0 | 0 | 0 | 0 | 0 | 0 | 0 | 0 | 0 | 0
Exclude List Capital Dollars |  | 0 | 0 | 0 | 0 | 0 | 0 | 0 | 0 | 0 | 0 | 0 | 0 | 0 | 0 | 0
Exclud List New 345 kV Plant |  | 0 | 0 | 0 | 0 | 0 | 0 | 0 | 0 | 0 | 0 | 0 | 0 | 0 | 0
Exclud List New 345 kV Plant Rev Reqmt |  | 0 | 0 | 0 | 0 | 0 | 0 | 0 | 0 | 0 | 0 | 0 | 0 | 0 | 0
Exclude List 345kV Postage Stamp: |  | 0 | 0 | 0 | 0 | 0 | 0 | 0 | 0 | 0 | 0 | 0 | 0 | 0 | 0
Exclude List 345 kV Capital Dollars |  | 0 | 0 | 0 | 0 | 0 | 0 | 0 | 0 | 0 | 0 | 0 | 0 | 0 | 0 | 0
Exclud List New LV Plant |  | 0 | 0 | 0 | 0 | 0 | 0 | 0 | 0 | 0 | 0 | 0 | 0 | 0 | 0
Exclud List New LV Plant Rev Reqmt |  | 0 | 0 | 0 | 0 | 0 | 0 | 0 | 0 | 0 | 0 | 0 | 0 | 0 | 0
Exclude List LV Postage Stamp: |  | 0 | 0 | 0 | 0 | 0 | 0 | 0 | 0 | 0 | 0 | 0 | 0 | 0 | 0
Exclude List LV Capital Dollars |  | 0 | 0 | 0 | 0 | 0 | 0 | 0 | 0 | 0 | 0 | 0 | 0 | 0 | 0 | 0
Coincident Load kW: | 3511000 | 3598775 | 3688744.375 | 3780962.9844 | 3875487.059 | 3972374.2355 | 4071683.5913 | 4173475.6811 | 4277812.5732 | 4384757.8875 | 4494376.8347 | 4606736.2555 | 4721904.6619 | 4839952.2785 | 4960951.0854

## MP
MP
All New Plant in Local Zone Rate (License Plate): | 2006 | 2007 | 2008 | 2009 | 2010 | 2011 | 2012 | 2013 | 2014 | 2015 | 2016 | 2017 | 2018 | 2019 | 2020 |  |  |  | Capital Dollars 2007-2020
$ per kW-Mo | 1.456 | 1.3849 | 1.3199 | 1.5349 | 1.5061 | 1.4806 | 1.4051 | 1.4903 | 1.4143 | 1.3422 | 1.2737 | 1.2087 | 1.1471 | 1.0886 | 1.0331 |  | LP | New | 61745122.9383
Depreciation | 0.026 | -0.037856 | -0.036008 | -0.034317 | -0.039909 | -0.039158 | -0.038496 | -0.036533 | -0.038748 | -0.036771 | -0.034896 | -0.033116 | -0.031427 | -0.029825 | -0.028304 |  | HB100 | New | 138809053.7934
Load Growth | 0.025 | -0.0364 | -0.034623 | -0.032998 | -0.038374 | -0.037652 | -0.037015 | -0.035128 | -0.037257 | -0.035357 | -0.033554 | -0.031843 | -0.030219 | -0.028678 | -0.027215 |  | HB345 | New | 121652472.5598
New All Plant |  | 320000 | 595000 | 30667062.4715 | 5501059.0056 | 5859030.7611 | 0 | 18802970.7 | 0 | 0 | 0 | 0 | 0 | 0 | 0 |  | RECB 1 | New | 73726592.8626
New All Plant Rev Rqmt |  | 64000 | 119000 | 6133412.4943 | 1100211.8011 | 1171806.1522 | 0 | 3760594.14 | 0 | 0 | 0 | 0 | 0 | 0 | 0
New All Plant LP: |  | 0.0031729 | 0.0056153 | 0.28236 | 0.049415 | 0.051347 | 0 | 0.15684 | 0 | 0 | 0 | 0 | 0 | 0 | 0 |  | RECB 1 | New | 73726592.8626
Total New Capital Dollars |  | 320000 | 595000 | 30667062.4715 | 5501059.0056 | 5859030.7611 | 0 | 18802970.7 | 0 | 0 | 0 | 0 | 0 | 0 | 0 | 61745122.9383 | HB100 | Existing | 138527078.327 | Average Balance
Total Existing and New Capital Dollars | 146843249.28 | 143166099.6559 | 139856244.2878 | 166708727.6964 | 167662806.154 | 168948833.8773 | 164340754.4333 | 178661331.0562 | 173788343.2516 | 169048266.1894 | 164437474.7291 | 159952442.6059 | 155589739.7338 | 151346029.5826 | 147218066.6257 | 160766082.8485
All New Plant in Regional Rate (Hiway-Byway 100kV): | [16 empty] | RECB 1 | New | 73726592.8626
$ per kW-Mo | 1.456 | 1.3922 | 1.3976 | 1.6561 | 1.6713 | 1.6645 | 1.7417 | 1.6797 | 1.6012 | 1.5205 | 1.444 | 1.7497 | 1.6668 | 1.6025 | 1.5207 |  | HB345 | Existing | 155523762.0316 | Average Balance
Depreciation |  | -0.037856 | -0.036198 | -0.036337 | -0.043059 | -0.043455 | -0.043276 | -0.045284 | -0.043673 | -0.041632 | -0.039533 | -0.037543 | -0.045492 | -0.043336 | -0.041664
Load Growth |  | -0.0364 | -0.034805 | -0.03494 | -0.041403 | -0.041783 | -0.041612 | -0.043542 | -0.041993 | -0.040031 | -0.038012 | -0.036099 | -0.043743 | -0.041669 | -0.040062 |  | HB100 | New | 112809003.7934
New All Plant Postage Stamp (Less Exclude List): |  | 0.010476 | 0.076367 | 0.084425 | 0.099687 | 0.078369 | 0.16211 | 0.026878 | 0.0071508 | 0.00093586 | 0.0010189 | 0.37938 | 0.0062801 | 0.020716 | 0 |  |  | Existing | 139030407.1596 | Average Balance
Exclude List LP: |  | 0 | 0 | 0.24538 | 0 | 0 | 0 | 0 | 0 | 0 | 0 | 0 | 0 | 0 | 0
Total New Capital Dollars |  | 1056520.7575 | 7894449.7698 | 34945646.319 | 10826897.4004 | 8724357.5955 | 18497561.56 | 3143609.4211 | 857263.6025 | 114998.9655 | 128338.8455 | 48978468.1342 | 831037.5134 | 2809903.9088 | 0 | 138809053.7934 | HB345 | New | 95652422.5598
[18 empty] | Existing | 175233177.6611 | Average Balance
New 345 kV Plant in Regional Rate (Hiway-Byway 345kV):
$ per kW-Mo | 1.456 | 1.3856 | 1.3407 | 1.5876 | 1.6238 | 1.6182 | 1.6349 | 1.572 | 1.4919 | 1.4158 | 1.3436 | 1.6494 | 1.5654 | 1.4959 | 1.4196 |  | Exclude List |  | 26000050
Depreciation |  | -0.037856 | -0.036025 | -0.034858 | -0.041277 | -0.042219 | -0.042072 | -0.042506 | -0.040873 | -0.038788 | -0.03681 | -0.034933 | -0.042885 | -0.0407 | -0.038893 |  |  | EHV | 0
Load Growth |  | -0.0364 | -0.03464 | -0.033518 | -0.039689 | -0.040595 | -0.040454 | -0.040872 | -0.039301 | -0.037296 | -0.035394 | -0.033589 | -0.041235 | -0.039134 | -0.037397 |  |  | LV | 26000050
New EHV Postage Stamp (Less Exclude List): |  | 0.00066515 | 0.020173 | 0.026891 | 0.067774 | 0.025825 | 0.099235 | 0.020542 | 0 | 0 | 0 | 0.37437 | 7.242e-05 | 0.010358 | 0
New LV Plant |  | 320000 | 595000 | 4667012.4715 | 5501059.0056 | 5859030.7611 | 0 | 0 | 0 | 0 | 0 | 0 | 0 | 0 | 0
New LV Rev Reqmt |  | 64000 | 119000 | 933402.4943 | 1100211.8011 | 1171806.1522 | 0 | 0 | 0 | 0 | 0 | 0 | 0 | 0 | 0
LV LP: |  | 0.0031729 | 0.0056153 | 0.042971 | 0.049415 | 0.051347 | 0 | 0 | 0 | 0 | 0 | 0 | 0 | 0 | 0
Exclude List LP: |  | 0 | 0 | 0.24538 | 0 | 0 | 0 | 0 | 0 | 0 | 0 | 0 | 0 | 0 | 0
Total New Capital Dollars |  | 387082.7299 | 2680395.0738 | 33516427.7387 | 12861920.4946 | 8734004.8988 | 11323425.5972 | 2402580.1988 | 0 | 0 | 0 | 48332148.5524 | 9583.2471 | 1404904.0286 | 0 | 121652472.5598
RECB 1:
$ per kW-Mo | 1.456 | 1.3849 | 1.3201 | 1.5423 | 1.5146 | 1.4901 | 1.4144 | 1.471 | 1.396 | 1.3248 | 1.2572 | 1.1945 | 1.1336 | 1.0758 | 1.021
Depreciation |  | -0.037856 | -0.036008 | -0.034323 | -0.0401 | -0.039379 | -0.038742 | -0.036776 | -0.038246 | -0.036295 | -0.034444 | -0.032688 | -0.031058 | -0.029474 | -0.027972
Load Growth |  | -0.0364 | -0.034623 | -0.033003 | -0.038558 | -0.037864 | -0.037251 | -0.035361 | -0.036775 | -0.034899 | -0.03312 | -0.031431 | -0.029863 | -0.02834 | -0.026896
Postage Stamp Percentage | 0.2 | 0.2 | 0.2 | 0.2 | 0.2 | 0.2 | 0.2 | 0.2 | 0.2 | 0.2 | 0.2 | 0.2 | 0.2 | 0.2 | 0.2
New 345 kV Plant |  | 13416.546 | 417079.0148 | 569873.0534 | 1472172.2978 | 574994.8275 | 2264685.1194 | 480516.0398 | 0 | 0 | 0 | 9666429.7105 | 1916.6494 | 280980.8057 | 0
New Plant Rev Reqmt |  | 2683.3092 | 83415.803 | 113974.6107 | 294434.4596 | 114998.9655 | 452937.0239 | 96103.208 | 0 | 0 | 0 | 1933285.9421 | 383.3299 | 56196.1611 | 0
RECB Postage Stamp: |  | 2.5497e-06 | 7.7329e-05 | 0.00010308 | 0.0002598 | 9.8996e-05 | 0.0003804 | 7.8744e-05 | 0 | 0 | 0 | 0.0014351 | 2.7761e-07 | 3.9705e-05 | 0
Rest of New Plant |  | 320000 | 595000 | 4667012.4715 | 5501059.0056 | 5859030.7611 | 0 | 15042376.56 | 0 | 0 | 0 | 0 | 0 | 0 | 0
Rest of New Plant Rev Reqmt |  | 64000 | 119000 | 933402.4943 | 1100211.8011 | 1171806.1522 | 0 | 3008475.312 | 0 | 0 | 0 | 0 | 0 | 0 | 0
RECB LODF LP: |  | 0.0031729 | 0.0057557 | 0.044045 | 0.05065 | 0.052631 | 0 | 0.12861 | 0 | 0 | 0 | 0 | 0 | 0 | 0
Exclude List LP: |  | 0 | 0 | 0.24538 | 0 | 0 | 0 | 0 | 0 | 0 | 0 | 0 | 0 | 0 | 0
Total New Capital Dollars |  | 333416.546 | 1012079.0148 | 31236935.525 | 6973231.3034 | 6434025.5887 | 2264685.1194 | 15522892.5998 | 0 | 0 | 0 | 9666429.7105 | 1916.6494 | 280980.8057 | 0 | 73726592.8626
All New Plant in RECB 1:
$ per kW-Mo |  | 0.0031755 | 0.0088466 | 0.29792 | 0.33364 | 0.36935 | 0.35089 | 0.46169 | 0.43814 | 0.4158 | 0.39459 | 0.3759 | 0.35673 | 0.33858 | 0.32131
Depreciation |  | 0 | -8.2562e-05 | -0.00023001 | -0.0077459 | -0.0086746 | -0.0096031 | -0.0091233 | -0.012004 | -0.011392 | -0.010811 | -0.010259 | -0.0097735 | -0.009275 | -0.008803
Load Growth |  | 0 | -7.9386e-05 | -0.00022116 | -0.007448 | -0.0083409 | -0.0092338 | -0.0087724 | -0.011542 | -0.010954 | -0.010395 | -0.0098648 | -0.0093976 | -0.0089183 | -0.0084645
Postage Stamp Percentage | 0.2 | 0.2 | 0.2 | 0.2 | 0.2 | 0.2 | 0.2 | 0.2 | 0.2 | 0.2 | 0.2 | 0.2 | 0.2 | 0.2 | 0.2
New 345 kV Plant |  | 13416.546 | 417079.0148 | 569873.0534 | 1472172.2978 | 574994.8275 | 2264685.1194 | 480516.0398 | 0 | 0 | 0 | 9666429.7105 | 1916.6494 | 280980.8057 | 0
New 345 Plant Rev Reqmt |  | 2683.3092 | 83415.803 | 113974.6107 | 294434.4596 | 114998.9655 | 452937.0239 | 96103.208 | 0 | 0 | 0 | 1933285.9421 | 383.3299 | 56196.1611 | 0
RECB Postage Stamp: |  | 2.5497e-06 | 7.7329e-05 | 0.00010308 | 0.0002598 | 9.8996e-05 | 0.0003804 | 7.8744e-05 | 0 | 0 | 0 | 0.0014351 | 2.7761e-07 | 3.9705e-05 | 0
Rest of New Plant |  | 320000 | 595000 | 4667012.4715 | 5501059.0056 | 5859030.7611 | 0 | 15042376.56 | 0 | 0 | 0 | 0 | 0 | 0 | 0
Rest of New Plant Rev Reqmt |  | 64000 | 119000 | 933402.4943 | 1100211.8011 | 1171806.1522 | 0 | 3008475.312 | 0 | 0 | 0 | 0 | 0 | 0 | 0
RECB LODF LP: |  | 0.0031729 | 0.0057557 | 0.044045 | 0.05065 | 0.052631 | 0 | 0.12861 | 0 | 0 | 0 | 0 | 0 | 0 | 0
Exclude List LP: |  | 0 | 0 | 0.24538 | 0 | 0 | 0 | 0 | 0 | 0 | 0 | 0 | 0 | 0 | 0
Total RECB1 Capital Dollars |  | 333416.546 | 1012079.0148 | 31236935.525 | 6973231.3034 | 6434025.5887 | 2264685.1194 | 15522892.5998 | 0 | 0 | 0 | 9666429.7105 | 1916.6494 | 280980.8057 | 0 | 73726592.8626
All Existing Plant in Hiway-Byway:
Existing All Plant Postage Stamp Rate | 1.6797 | 1.594 | 1.5127 | 1.4356 | 1.3623 | 1.2929 | 1.2269 | 1.1644 | 1.105 | 1.0486 | 0.99514 | 0.94439 | 0.89622 | 0.85052 | 0.80714
Depreciation |  | -0.043671 | -0.041444 | -0.03933 | -0.037324 | -0.035421 | -0.033614 | -0.0319 | -0.030273 | -0.028729 | -0.027264 | -0.025874 | -0.024554 | -0.023302 | -0.022113
Load Growth |  | -0.041991 | -0.03985 | -0.037818 | -0.035889 | -0.034059 | -0.032322 | -0.030673 | -0.029109 | -0.027624 | -0.026215 | -0.024878 | -0.02361 | -0.022406 | -0.021263
RECB1 (New) HB100 (Old) | 1.6797 | 1.5972 | 1.5216 | 1.7335 | 1.696 | 1.6622 | 1.5778 | 1.626 | 1.5431 | 1.4644 | 1.3897 | 1.3203 | 1.253 | 1.1891 | 1.1285
Total Existing Capital Dollars |  | 164779836.2884 | 160285466.2536 | 155913680.1616 | 151661134.5352 | 147524577.0907 | 143500844.2506 | 139586858.7236 | 135779627.1519 | 132076237.8214 | 128473858.4348 | 124969733.946 | 121561184.4526 | 118245603.1467 | 115020454.3208 | 138527078.327
Total New Capital Dollars |  | 333416.546 | 1012079.0148 | 31236935.525 | 6973231.3034 | 6434025.5887 | 2264685.1194 | 15522892.5998 | 0 | 0 | 0 | 9666429.7105 | 1916.6494 | 280980.8057 | 0 | 73726592.8626
345 kV Existing Plant in Hiway-Byway:
Existing 345 kV Postage Stamp Rate | 0.45688 | 0.43358 | 0.41147 | 0.39048 | 0.37057 | 0.35167 | 0.33374 | 0.31672 | 0.30056 | 0.28523 | 0.27069 | 0.25688 | 0.24378 | 0.23135 | 0.21955
Depreciation |  | -0.011879 | -0.011273 | -0.010698 | -0.010153 | -0.0096348 | -0.0091434 | -0.0086771 | -0.0082346 | -0.0078146 | -0.0074161 | -0.0070379 | -0.0066789 | -0.0063383 | -0.0060151
Load Growth |  | -0.011422 | -0.01084 | -0.010287 | -0.0097621 | -0.0092643 | -0.0087918 | -0.0083434 | -0.0079179 | -0.0075141 | -0.0071309 | -0.0067672 | -0.0064221 | -0.0060945 | -0.0057837
Byway Rate | 1.4289 | 1.356 | 1.2868 | 1.2212 | 1.1589 | 1.0998 | 1.0437 | 0.9905 | 0.93998 | 0.89204 | 0.84655 | 0.80338 | 0.7624 | 0.72352 | 0.68662
Depreciation |  | -0.03715 | -0.035256 | -0.033458 | -0.031751 | -0.030132 | -0.028595 | -0.027137 | -0.025753 | -0.02444 | -0.023193 | -0.02201 | -0.020888 | -0.019823 | -0.018812
Load Growth |  | -0.035722 | -0.0339 | -0.032171 | -0.03053 | -0.028973 | -0.027496 | -0.026093 | -0.024762 | -0.0235 | -0.022301 | -0.021164 | -0.020084 | -0.01906 | -0.018088
RECB1 (New) HB345 (Old) | 1.8857 | 1.7927 | 1.7072 | 1.9096 | 1.8631 | 1.8208 | 1.7284 | 1.7689 | 1.6787 | 1.5931 | 1.5118 | 1.4362 | 1.3629 | 1.2934 | 1.2275
Total Existing Capital Dollars | 190184915.375 | 184997621.8082 | 179951811.6734 | 175043626.01 | 170269311.1105 | 165625215.65 | 161107787.8932 | 156713572.9784 | 152439210.2754 | 148281430.8151 | 144237054.7896 | 140302989.1203 | 136476225.092 | 132753836.0526 | 129132975.1743 | 155523762.0316
Total New Capital Dollars | 0 | 333416.546 | 1012079.0148 | 31236935.525 | 6973231.3034 | 6434025.5887 | 2264685.1194 | 15522892.5998 | 0 | 0 | 0 | 9666429.7105 | 1916.6494 | 280980.8057 | 0 | 73726592.8626
All Existing and New Plant in Hiway-Byway:
$ per kW-Mo | 1.6797 | 1.6045 | 1.599 | 1.6066 | 1.6246 | 1.6203 | 1.7 | 1.6405 | 1.5642 | 1.4856 | 1.4111 | 1.7187 | 1.6376 | 1.575 | 1.495
Existing Plant Postage Stamp Rate | 1.6797 | 1.594 | 1.5127 | 1.4403 | 1.367 | 1.2976 | 1.2316 | 1.1691 | 1.1097 | 1.0533 | 0.99984 | 0.94909 | 0.90093 | 0.85522 | 0.81184
Depreciation |  | -0.043671 | -0.041444 | -0.03933 | -0.037324 | -0.035421 | -0.033614 | -0.0319 | -0.030273 | -0.028729 | -0.027264 | -0.025874 | -0.024554 | -0.023302 | -0.022113
Load Growth |  | -0.041991 | -0.03985 | -0.037818 | -0.035889 | -0.034059 | -0.032322 | -0.030673 | -0.029109 | -0.027624 | -0.026215 | -0.024878 | -0.02361 | -0.022406 | -0.021263
Existing All Plant |  | 164779836.2884 | 160285466.2536 | 156424468.2156 | 152184692.2906 | 148061223.79 | 144050907.1173 | 140150673.1621 | 136357536.9514 | 132668595.3658 | 129081024.9178 | 125592079.5911 | 122199088.7388 | 118899455.04 | 115690652.5115
Existing All Plant Rev Reqmt |  | 32955967.2577 | 32057093.2507 | 31284893.6431 | 30436938.4581 | 29612244.758 | 28810181.4235 | 28030134.6324 | 27271507.3903 | 26533719.0732 | 25816204.9836 | 25118415.9182 | 24439817.7478 | 23779891.008 | 23138130.5023
New Plant Rate |  | 0.010476 | 0.086308 | 0.16633 | 0.25754 | 0.32277 | 0.46842 | 0.47141 | 0.45451 | 0.43227 | 0.41124 | 0.76965 | 0.73668 | 0.71982 | 0.68311
Depreciation |  | 0 | -0.00027237 | -0.002244 | -0.0043246 | -0.0066959 | -0.008392 | -0.012179 | -0.012257 | -0.011817 | -0.011239 | -0.010692 | -0.020011 | -0.019154 | -0.018715
Load Growth |  | 0 | -0.00026189 | -0.0021577 | -0.0041583 | -0.0064384 | -0.0080693 | -0.01171 | -0.011785 | -0.011363 | -0.010807 | -0.010281 | -0.019241 | -0.018417 | -0.017996
New All Plant Postage Stamp (Less Exclude List): |  | 0.010476 | 0.076367 | 0.084425 | 0.099687 | 0.078369 | 0.16211 | 0.026878 | 0.0071508 | 0.00093586 | 0.0010189 | 0.37938 | 0.0062801 | 0.020716 | 0
New All Plant |  | 1056520.7575 | 7894449.7698 | 8945596.319 | 10826897.4004 | 8724357.5955 | 18497561.56 | 3143609.4211 | 857263.6025 | 114998.9655 | 128338.8455 | 48978468.1342 | 831037.5134 | 2809903.9088 | 0
New All Plant Rev Reqmt |  | 211304.1515 | 1578889.954 | 1789119.2638 | 2165379.4801 | 1744871.5191 | 3699512.312 | 628721.8842 | 171452.7205 | 22999.7931 | 25667.7691 | 9795693.6268 | 166207.5027 | 561980.7818 | 0
Exclude List LP: |  | 0 | 0 | 0 | 0 | 0 | 0 | 0 | 0 | 0 | 0 | 0 | 0 | 0 | 0
Exclud List New Plant |  | 0 | 0 | 0 | 0 | 0 | 0 | 0 | 0 | 0 | 0 | 0 | 0 | 0 | 0
Exclud List New Plant Rev Reqmt |  | 0 | 0 | 0 | 0 | 0 | 0 | 0 | 0 | 0 | 0 | 0 | 0 | 0 | 0
Total Existing Capital Dollars | 169400227.4933 | 164779836.2884 | 160285466.2536 | 156424468.2156 | 152184692.2906 | 148061223.79 | 144050907.1173 | 140150673.1621 | 136357536.9514 | 132668595.3658 | 129081024.9178 | 125592079.5911 | 122199088.7388 | 118899455.04 | 115690652.5115 | 139030407.1596
Total New Capital Dollars | 0 | 1056520.7575 | 7894449.7698 | 8945596.319 | 10826897.4004 | 8724357.5955 | 18497561.56 | 3143609.4211 | 857263.6025 | 114998.9655 | 128338.8455 | 48978468.1342 | 831037.5134 | 2809903.9088 | 0 | 112809003.7934
345 kV Existing and New Plant in Hiway-Byway - Rest in LP:
$ per kW-Mo | 1.8857 | 1.7934 | 1.7279 | 1.9561 | 1.9747 | 1.9525 | 1.9521 | 1.8731 | 1.7776 | 1.6869 | 1.6009 | 1.8936 | 1.7971 | 1.7158 | 1.6283
Existing 345 PostageStamp Rate | 0.45688 | 0.43358 | 0.41147 | 0.39048 | 0.37057 | 0.35167 | 0.33374 | 0.31672 | 0.30056 | 0.28523 | 0.27069 | 0.25688 | 0.24378 | 0.23135 | 0.21955
Depreciation |  | -0.011879 | -0.011273 | -0.010698 | -0.010153 | -0.0096348 | -0.0091434 | -0.0086771 | -0.0082346 | -0.0078146 | -0.0074161 | -0.0070379 | -0.0066789 | -0.0063383 | -0.0060151
Load Growth |  | -0.011422 | -0.01084 | -0.010287 | -0.0097621 | -0.0092643 | -0.0087918 | -0.0083434 | -0.0079179 | -0.0075141 | -0.0071309 | -0.0067672 | -0.0064221 | -0.0060945 | -0.0057837
Existing 345 kV Plant |  | 44821676.6358 | 43599165.4056 | 42409998.1691 | 41253265.4691 | 40128082.6534 | 39033589.199 | 37968948.0536 | 36933344.9955 | 35925988.0107 | 34946106.6877 | 33992951.6278 | 33065793.8722 | 32163924.3443 | 31286653.3078
Existing 345 kV Plant Rev Reqmt |  | 8964335.3272 | 8719833.0811 | 8481999.6338 | 8250653.0938 | 8025616.5307 | 7806717.8398 | 7593789.6107 | 7386668.9991 | 7185197.6021 | 6989221.3375 | 6798590.3256 | 6613158.7744 | 6432784.8689 | 6257330.6616
Existing Rest of Plant Byway Rate | 1.4289 | 1.356 | 1.2868 | 1.4666 | 1.3918 | 1.3208 | 1.2534 | 1.1895 | 1.1289 | 1.0713 | 1.0166 | 0.9648 | 0.91559 | 0.8689 | 0.82458
Depreciation |  | -0.03715 | -0.035256 | -0.033458 | -0.038131 | -0.036187 | -0.034341 | -0.03259 | -0.030928 | -0.02935 | -0.027853 | -0.026433 | -0.025085 | -0.023805 | -0.022591
Load Growth |  | -0.035722 | -0.0339 | -0.032171 | -0.036665 | -0.034795 | -0.03302 | -0.031336 | -0.029738 | -0.028221 | -0.026782 | -0.025416 | -0.02412 | -0.02289 | -0.021722
Rest of Plant |  | 140175945.1724 | 136352646.2678 | 159283679.0909 | 154939216.7436 | 150713249.607 | 146602545.7239 | 142603961.2893 | 138714438.2451 | 134931001.942 | 131250758.864 | 127670894.416 | 124188670.7708 | 120801424.7756 | 117506565.9148
Rest of Plant Rev Reqmt |  | 28035189.0345 | 27270529.2536 | 31856735.8182 | 30987843.3487 | 30142649.9214 | 29320509.1448 | 28520792.2579 | 27742887.649 | 26986200.3884 | 26250151.7728 | 25534178.8832 | 24837734.1542 | 24160284.9551 | 23501313.183
New Plant Rate |  | 0.0038381 | 0.029571 | 0.098999 | 0.21237 | 0.28 | 0.36495 | 0.36688 | 0.34817 | 0.33042 | 0.31356 | 0.67195 | 0.63775 | 0.61558 | 0.58419
Depreciation |  | 0 | -9.9789e-05 | -0.00076885 | -0.002574 | -0.0055217 | -0.00728 | -0.0094888 | -0.009539 | -0.0090525 | -0.0085908 | -0.0081527 | -0.017471 | -0.016581 | -0.016005
Load Growth |  | 0 | -9.5951e-05 | -0.00073928 | -0.002475 | -0.0053094 | -0.007 | -0.0091239 | -0.0091721 | -0.0087043 | -0.0082604 | -0.0078391 | -0.016799 | -0.015944 | -0.01539
New EHV Postage Stamp (Less Exclude List): |  | 0.00066515 | 0.020173 | 0.026891 | 0.067774 | 0.025825 | 0.099235 | 0.020542 | 0 | 0 | 0 | 0.37437 | 7.242e-05 | 0.010358 | 0
New 345 kV Plant |  | 67082.7299 | 2085395.0738 | 2849365.2672 | 7360861.489 | 2874974.1376 | 11323425.5972 | 2402580.1988 | 0 | 0 | 0 | 48332148.5524 | 9583.2471 | 1404904.0286 | 0
New 345 Plant Rev Reqmt |  | 13416.546 | 417079.0148 | 569873.0534 | 1472172.2978 | 574994.8275 | 2264685.1194 | 480516.0398 | 0 | 0 | 0 | 9666429.7105 | 1916.6494 | 280980.8057 | 0
New LV LP: |  | 0.0031729 | 0.0057557 | 0.044045 | 0.05065 | 0.052631 | 0 | 0 | 0 | 0 | 0 | 0 | 0 | 0 | 0
New LV Plant |  | 320000 | 595000 | 4667012.4715 | 5501059.0056 | 5859030.7611 | 0 | 0 | 0 | 0 | 0 | 0 | 0 | 0 | 0
New LV Rev Reqmt |  | 64000 | 119000 | 933402.4943 | 1100211.8011 | 1171806.1522 | 0 | 0 | 0 | 0 | 0 | 0 | 0 | 0 | 0
Exclude List LP: |  | 0 | 0 | 0 | 0 | 0 | 0 | 0 | 0 | 0 | 0 | 0 | 0 | 0 | 0
Exclud List New Plant |  | 0 | 0 | 0 | 0 | 0 | 0 | 0 | 0 | 0 | 0 | 0 | 0 | 0 | 0
Exclud List New Plant Rev Reqmt |  | 0 | 0 | 0 | 0 | 0 | 0 | 0 | 0 | 0 | 0 | 0 | 0 | 0 | 0
Total Existing Capital Dollars |  | 184997621.8082 | 179951811.6734 | 201693677.26 | 196192482.2127 | 190841332.2604 | 185636134.923 | 180572909.3429 | 175647783.2406 | 170856989.9527 | 166196865.5518 | 161663846.0438 | 157254464.643 | 152965349.1198 | 148793219.2226 | 175233177.6611
Total New Capital Dollars |  | 387082.7299 | 2680395.0738 | 7516377.7387 | 12861920.4946 | 8734004.8988 | 11323425.5972 | 2402580.1988 | 0 | 0 | 0 | 48332148.5524 | 9583.2471 | 1404904.0286 | 0 | 95652422.5598
Exclude List LP:
Exclud List New Plant |  | 0 | 0 | 26000050 | 0 | 0 | 0 | 0 | 0 | 0 | 0 | 0 | 0 | 0 | 0
Exclud List New Plant Rev Reqmt |  | 0 | 0 | 5200010 | 0 | 0 | 0 | 0 | 0 | 0 | 0 | 0 | 0 | 0 | 0
Exclude List LP: |  | 0 | 0 | 0.24538 | 0 | 0 | 0 | 0 | 0 | 0 | 0 | 0 | 0 | 0 | 0
Exclude List Capital Dollars |  | 0 | 0 | 26000050 | 0 | 0 | 0 | 0 | 0 | 0 | 0 | 0 | 0 | 0 | 0 | 26000050
Exclud List New 345 kV Plant |  | 0 | 0 | 0 | 0 | 0 | 0 | 0 | 0 | 0 | 0 | 0 | 0 | 0 | 0
Exclud List New 345 kV Plant Rev Reqmt |  | 0 | 0 | 0 | 0 | 0 | 0 | 0 | 0 | 0 | 0 | 0 | 0 | 0 | 0
Exclude List 345kV LP: |  | 0 | 0 | 0 | 0 | 0 | 0 | 0 | 0 | 0 | 0 | 0 | 0 | 0 | 0
Exclude List 345 kV Capital Dollars |  | 0 | 0 | 0 | 0 | 0 | 0 | 0 | 0 | 0 | 0 | 0 | 0 | 0 | 0 | 0
Exclud List New LV Plant |  | 0 | 0 | 26000050 | 0 | 0 | 0 | 0 | 0 | 0 | 0 | 0 | 0 | 0 | 0
Exclud List New LV Plant Rev Reqmt |  | 0 | 0 | 5200010 | 0 | 0 | 0 | 0 | 0 | 0 | 0 | 0 | 0 | 0 | 0
Exclude List LV LP: |  | 0 | 0 | 0.24538 | 0 | 0 | 0 | 0 | 0 | 0 | 0 | 0 | 0 | 0 | 0
Exclude List LV Capital Dollars |  | 0 | 0 | 26000050 | 0 | 0 | 0 | 0 | 0 | 0 | 0 | 0 | 0 | 0 | 0 | 26000050
Exclude List Postage Stamp:
Exclud List New Plant |  | 0 | 0 | 26000050 | 0 | 0 | 0 | 0 | 0 | 0 | 0 | 0 | 0 | 0 | 0
Exclud List New Plant Rev Reqmt |  | 0 | 0 | 5200010 | 0 | 0 | 0 | 0 | 0 | 0 | 0 | 0 | 0 | 0 | 0
Exclude List Postage Stamp: |  | 0 | 0 | 0.004703 | 0 | 0 | 0 | 0 | 0 | 0 | 0 | 0 | 0 | 0 | 0
Exclude List Capital Dollars |  | 0 | 0 | 26000050 | 0 | 0 | 0 | 0 | 0 | 0 | 0 | 0 | 0 | 0 | 0 | 26000050
Exclud List New 345 kV Plant |  | 0 | 0 | 0 | 0 | 0 | 0 | 0 | 0 | 0 | 0 | 0 | 0 | 0 | 0
Exclud List New 345 kV Plant Rev Reqmt |  | 0 | 0 | 0 | 0 | 0 | 0 | 0 | 0 | 0 | 0 | 0 | 0 | 0 | 0
Exclude List 345kV Postage Stamp: |  | 0 | 0 | 0 | 0 | 0 | 0 | 0 | 0 | 0 | 0 | 0 | 0 | 0 | 0
Exclude List 345 kV Capital Dollars |  | 0 | 0 | 0 | 0 | 0 | 0 | 0 | 0 | 0 | 0 | 0 | 0 | 0 | 0 | 0
Exclud List New LV Plant |  | 0 | 0 | 26000050 | 0 | 0 | 0 | 0 | 0 | 0 | 0 | 0 | 0 | 0 | 0
Exclud List New LV Plant Rev Reqmt |  | 0 | 0 | 5200010 | 0 | 0 | 0 | 0 | 0 | 0 | 0 | 0 | 0 | 0 | 0
Exclude List LV Postage Stamp: |  | 0 | 0 | 0.004703 | 0 | 0 | 0 | 0 | 0 | 0 | 0 | 0 | 0 | 0 | 0
Exclude List LV Capital Dollars |  | 0 | 0 | 26000050 | 0 | 0 | 0 | 0 | 0 | 0 | 0 | 0 | 0 | 0 | 0 | 26000050
Coincident Load kW: | 1680898 | 1722920.45 | 1765993.4612 | 1810143.2978 | 1855396.8802 | 1901781.8022 | 1949326.3473 | 1998059.506 | 2048010.9936 | 2099211.2685 | 2151691.5502 | 2205483.8389 | 2260620.9349 | 2317136.4583 | 2375064.8697

## NIPSCo
NIPSCo
All New Plant in Local Zone Rate (License Plate): | 2006 | 2007 | 2008 | 2009 | 2010 | 2011 | 2012 | 2013 | 2014 | 2015 | 2016 | 2017 | 2018 | 2019 | 2020 |  |  |  | Capital Dollars 2007-2020
$ per kW-Mo | 1.942 | 1.8444 | 1.7658 | 1.7014 | 1.6146 | 1.5323 | 1.4541 | 1.38 | 1.3096 | 1.2428 | 1.1794 | 1.1193 | 1.0622 | 1.008 | 0.95659 |  | LP | New | 7771900
Depreciation | 0.026 | -0.050492 | -0.047953 | -0.04591 | -0.044236 | -0.04198 | -0.039839 | -0.037807 | -0.035879 | -0.034049 | -0.032312 | -0.030665 | -0.029101 | -0.027617 | -0.026208 |  | HB100 | New | 193041009.0813
Load Growth | 0.025 | -0.04855 | -0.046109 | -0.044144 | -0.042534 | -0.040365 | -0.038306 | -0.036353 | -0.034499 | -0.032739 | -0.03107 | -0.029485 | -0.027981 | -0.026554 | -0.0252 |  | HB345 | New | 141706503.1684
New All Plant |  | 240500 | 2789000 | 4742400 | 0 | 0 | 0 | 0 | 0 | 0 | 0 | 0 | 0 | 0 | 0 |  | RECB 1 | New | 34558820.6337
New All Plant Rev Rqmt |  | 48100 | 557800 | 948480 | 0 | 0 | 0 | 0 | 0 | 0 | 0 | 0 | 0 | 0 | 0
New All Plant LP: |  | 0.0014014 | 0.015468 | 0.025661 | 0 | 0 | 0 | 0 | 0 | 0 | 0 | 0 | 0 | 0 | 0 |  | RECB 1 | New | 34558820.6337
Total New Capital Dollars |  | 240500 | 2789000 | 4742400 | 0 | 0 | 0 | 0 | 0 | 0 | 0 | 0 | 0 | 0 | 0 | 7771900 | HB100 | Existing | 235719651.3494 | Average Balance
Total Existing and New Capital Dollars | 333275164.8 | 324431597.1801 | 318371725.367 | 314430536.5576 | 305854443.673 | 297512263.7218 | 289397616.7288 | 281504296.7325 | 273826267.0391 | 266357655.6057 | 259092750.549 | 252025995.7778 | 245151986.7429 | 238465466.3045 | 231961320.7111 | 278455994.4779
All New Plant in Regional Rate (Hiway-Byway 100kV): | [16 empty] | RECB 1 | New | 34558820.6337
$ per kW-Mo | 1.942 | 1.8534 | 1.8414 | 1.8319 | 1.8382 | 1.8228 | 1.892 | 1.8224 | 1.7366 | 1.6489 | 1.5659 | 1.8654 | 1.7765 | 1.7066 | 1.6196 |  | HB345 | Existing | 240128905.2141 | Average Balance
Depreciation |  | -0.050492 | -0.048189 | -0.047877 | -0.047631 | -0.047793 | -0.047393 | -0.049191 | -0.047381 | -0.045151 | -0.042872 | -0.040712 | -0.0485 | -0.04619 | -0.044373
Load Growth |  | -0.04855 | -0.046336 | -0.046036 | -0.045799 | -0.045955 | -0.045571 | -0.047299 | -0.045559 | -0.043414 | -0.041223 | -0.039147 | -0.046635 | -0.044413 | -0.042666 |  | HB100 | New | 191957409.0813
New All Plant Postage Stamp (Less Exclude List): |  | 0.010476 | 0.076367 | 0.084425 | 0.099687 | 0.078369 | 0.16211 | 0.026878 | 0.0071508 | 0.00093586 | 0.0010189 | 0.37938 | 0.0062801 | 0.020716 | 0 |  |  | Existing | 235758826.1841 | Average Balance
Exclude List LP: |  | 0 | 0.0061602 | 0 | 0 | 0 | 0 | 0 | 0 | 0 | 0 | 0 | 0 | 0 | 0
Total New Capital Dollars |  | 1797790.783 | 14516908.2731 | 15221954.2266 | 18423202.9669 | 14845491.2606 | 31475714.4553 | 5349210.6068 | 1458731.9673 | 195683.8792 | 218383.2091 | 83342459.6234 | 1414105.2803 | 4781372.5498 | 0 | 193041009.0813 | HB345 | New | 140622903.1684
[18 empty] | Existing | 241007262.0334 | Average Balance
New 345 kV Plant in Regional Rate (Hiway-Byway 345kV):
$ per kW-Mo | 1.942 | 1.845 | 1.7867 | 1.7481 | 1.7268 | 1.6645 | 1.6789 | 1.6138 | 1.5315 | 1.4534 | 1.3793 | 1.6833 | 1.5975 | 1.5264 | 1.4486 |  | Exclude List |  | 1083600
Depreciation |  | -0.050492 | -0.047971 | -0.046455 | -0.045452 | -0.044896 | -0.043278 | -0.043651 | -0.041959 | -0.039819 | -0.037788 | -0.035861 | -0.043766 | -0.041535 | -0.039686 |  |  | EHV | 0
Load Growth |  | -0.04855 | -0.046126 | -0.044668 | -0.043704 | -0.043169 | -0.041613 | -0.041972 | -0.040345 | -0.038287 | -0.036335 | -0.034482 | -0.042082 | -0.039938 | -0.03816 |  |  | LV | 1083600
New EHV Postage Stamp (Less Exclude List): |  | 0.00066515 | 0.020173 | 0.026891 | 0.067774 | 0.025825 | 0.099235 | 0.020542 | 0 | 0 | 0 | 0.37437 | 7.242e-05 | 0.010358 | 0
New LV Plant |  | 240500 | 1705400 | 4742400 | 0 | 0 | 0 | 0 | 0 | 0 | 0 | 0 | 0 | 0 | 0
New LV Rev Reqmt |  | 48100 | 341080 | 948480 | 0 | 0 | 0 | 0 | 0 | 0 | 0 | 0 | 0 | 0 | 0
LV LP: |  | 0.0014014 | 0.0094586 | 0.025661 | 0 | 0 | 0 | 0 | 0 | 0 | 0 | 0 | 0 | 0 | 0
Exclude List LP: |  | 0 | 0.0061602 | 0 | 0 | 0 | 0 | 0 | 0 | 0 | 0 | 0 | 0 | 0 | 0
Total New Capital Dollars |  | 354648.9295 | 6337537.9873 | 9590920.5597 | 12525346.8475 | 4892096.9788 | 19268102.425 | 4088264.7179 | 0 | 0 | 0 | 82242673.0091 | 16306.9899 | 2390604.7236 | 0 | 141706503.1684
RECB 1:
$ per kW-Mo | 1.942 | 1.8444 | 1.7663 | 1.7027 | 1.6163 | 1.534 | 1.4564 | 1.3823 | 1.3118 | 1.2449 | 1.1814 | 1.1236 | 1.0663 | 1.012 | 0.96037
Depreciation |  | -0.050492 | -0.047953 | -0.045923 | -0.04427 | -0.042024 | -0.039885 | -0.037867 | -0.03594 | -0.034107 | -0.032367 | -0.030717 | -0.029214 | -0.027724 | -0.026311
Load Growth |  | -0.04855 | -0.046109 | -0.044157 | -0.042567 | -0.040407 | -0.038351 | -0.036411 | -0.034557 | -0.032795 | -0.031122 | -0.029535 | -0.02809 | -0.026657 | -0.0253
Postage Stamp Percentage | 0.2 | 0.2 | 0.2 | 0.2 | 0.2 | 0.2 | 0.2 | 0.2 | 0.2 | 0.2 | 0.2 | 0.2 | 0.2 | 0.2 | 0.2
New 345 kV Plant |  | 22829.7859 | 709707.5975 | 969704.1119 | 2505069.3695 | 978419.3958 | 3853620.485 | 817652.9436 | 0 | 0 | 0 | 16448534.6018 | 3261.398 | 478120.9447 | 0
New Plant Rev Reqmt |  | 4565.9572 | 141941.5195 | 193940.8224 | 501013.8739 | 195683.8792 | 770724.097 | 163530.5887 | 0 | 0 | 0 | 3289706.9204 | 652.2796 | 95624.1889 | 0
RECB Postage Stamp: |  | 4.3386e-06 | 0.00013158 | 0.0001754 | 0.00044208 | 0.00016845 | 0.00064729 | 0.00013399 | 0 | 0 | 0 | 0.002442 | 4.7238e-07 | 6.7562e-05 | 0
Rest of New Plant |  | 240500 | 1705400 | 4742400 | 0 | 0 | 0 | 0 | 0 | 0 | 0 | 0 | 0 | 0 | 0
Rest of New Plant Rev Reqmt |  | 48100 | 341080 | 948480 | 0 | 0 | 0 | 0 | 0 | 0 | 0 | 0 | 0 | 0 | 0
RECB LODF LP: |  | 0.0014014 | 0.009695 | 0.026302 | 0 | 0 | 0 | 0 | 0 | 0 | 0 | 0 | 0 | 0 | 0
Exclude List LP: |  | 0 | 0.0061602 | 0 | 0 | 0 | 0 | 0 | 0 | 0 | 0 | 0 | 0 | 0 | 0
Total New Capital Dollars |  | 263329.7859 | 3498707.5975 | 5712104.1119 | 2505069.3695 | 978419.3958 | 3853620.485 | 817652.9436 | 0 | 0 | 0 | 16448534.6018 | 3261.398 | 478120.9447 | 0 | 34558820.6337
All New Plant in RECB 1:
$ per kW-Mo |  | 0.0014057 | 0.017321 | 0.042915 | 0.041169 | 0.039238 | 0.037884 | 0.036086 | 0.034245 | 0.032499 | 0.030841 | 0.03171 | 0.030094 | 0.028626 | 0.027166
Depreciation |  | 0 | -3.6549e-05 | -0.00045034 | -0.0011158 | -0.0010704 | -0.0010202 | -0.00098498 | -0.00093823 | -0.00089038 | -0.00084497 | -0.00080188 | -0.00082447 | -0.00078243 | -0.00074429
Load Growth |  | 0 | -3.5143e-05 | -0.00043302 | -0.0010729 | -0.0010292 | -0.00098094 | -0.00094709 | -0.00090214 | -0.00085613 | -0.00081247 | -0.00077103 | -0.00079276 | -0.00075234 | -0.00071566
Postage Stamp Percentage | 0.2 | 0.2 | 0.2 | 0.2 | 0.2 | 0.2 | 0.2 | 0.2 | 0.2 | 0.2 | 0.2 | 0.2 | 0.2 | 0.2 | 0.2
New 345 kV Plant |  | 22829.7859 | 709707.5975 | 969704.1119 | 2505069.3695 | 978419.3958 | 3853620.485 | 817652.9436 | 0 | 0 | 0 | 16448534.6018 | 3261.398 | 478120.9447 | 0
New 345 Plant Rev Reqmt |  | 4565.9572 | 141941.5195 | 193940.8224 | 501013.8739 | 195683.8792 | 770724.097 | 163530.5887 | 0 | 0 | 0 | 3289706.9204 | 652.2796 | 95624.1889 | 0
RECB Postage Stamp: |  | 4.3386e-06 | 0.00013158 | 0.0001754 | 0.00044208 | 0.00016845 | 0.00064729 | 0.00013399 | 0 | 0 | 0 | 0.002442 | 4.7238e-07 | 6.7562e-05 | 0
Rest of New Plant |  | 240500 | 1705400 | 4742400 | 0 | 0 | 0 | 0 | 0 | 0 | 0 | 0 | 0 | 0 | 0
Rest of New Plant Rev Reqmt |  | 48100 | 341080 | 948480 | 0 | 0 | 0 | 0 | 0 | 0 | 0 | 0 | 0 | 0 | 0
RECB LODF LP: |  | 0.0014014 | 0.009695 | 0.026302 | 0 | 0 | 0 | 0 | 0 | 0 | 0 | 0 | 0 | 0 | 0
Exclude List LP: |  | 0 | 0.0061602 | 0 | 0 | 0 | 0 | 0 | 0 | 0 | 0 | 0 | 0 | 0 | 0
Total RECB1 Capital Dollars |  | 263329.7859 | 3498707.5975 | 5712104.1119 | 2505069.3695 | 978419.3958 | 3853620.485 | 817652.9436 | 0 | 0 | 0 | 16448534.6018 | 3261.398 | 478120.9447 | 0 | 34558820.6337
All Existing Plant in Hiway-Byway:
Existing All Plant Postage Stamp Rate | 1.6797 | 1.594 | 1.5127 | 1.4356 | 1.3623 | 1.2929 | 1.2269 | 1.1644 | 1.105 | 1.0486 | 0.99514 | 0.94439 | 0.89622 | 0.85052 | 0.80714
Depreciation |  | -0.043671 | -0.041444 | -0.03933 | -0.037324 | -0.035421 | -0.033614 | -0.0319 | -0.030273 | -0.028729 | -0.027264 | -0.025874 | -0.024554 | -0.023302 | -0.022113
Load Growth |  | -0.041991 | -0.03985 | -0.037818 | -0.035889 | -0.034059 | -0.032322 | -0.030673 | -0.029109 | -0.027624 | -0.026215 | -0.024878 | -0.02361 | -0.022406 | -0.021263
RECB1 (New) HB100 (Old) | 1.6797 | 1.5954 | 1.53 | 1.4785 | 1.4035 | 1.3321 | 1.2648 | 1.2004 | 1.1392 | 1.0811 | 1.026 | 0.9761 | 0.92632 | 0.87914 | 0.83431
Total Existing Capital Dollars |  | 280391718.5609 | 272744034.4371 | 265304940.8978 | 258068748.6348 | 251029923.5158 | 244183082.3519 | 237522988.7808 | 231044549.2618 | 224742809.1807 | 218612949.0603 | 212650280.8747 | 206850244.4638 | 201208404.0461 | 195720444.8257 | 235719651.3494
Total New Capital Dollars |  | 263329.7859 | 3498707.5975 | 5712104.1119 | 2505069.3695 | 978419.3958 | 3853620.485 | 817652.9436 | 0 | 0 | 0 | 16448534.6018 | 3261.398 | 478120.9447 | 0 | 34558820.6337
345 kV Existing Plant in Hiway-Byway:
Existing 345 kV Postage Stamp Rate | 0.45688 | 0.43358 | 0.41147 | 0.39048 | 0.37057 | 0.35167 | 0.33374 | 0.31672 | 0.30056 | 0.28523 | 0.27069 | 0.25688 | 0.24378 | 0.23135 | 0.21955
Depreciation |  | -0.011879 | -0.011273 | -0.010698 | -0.010153 | -0.0096348 | -0.0091434 | -0.0086771 | -0.0082346 | -0.0078146 | -0.0074161 | -0.0070379 | -0.0066789 | -0.0063383 | -0.0060151
Load Growth |  | -0.011422 | -0.01084 | -0.010287 | -0.0097621 | -0.0092643 | -0.0087918 | -0.0083434 | -0.0079179 | -0.0075141 | -0.0071309 | -0.0067672 | -0.0064221 | -0.0060945 | -0.0057837
Byway Rate | 1.2542 | 1.1902 | 1.1295 | 1.0719 | 1.0173 | 0.96538 | 0.91614 | 0.86942 | 0.82508 | 0.783 | 0.74307 | 0.70517 | 0.66921 | 0.63508 | 0.60269
Depreciation |  | -0.032609 | -0.030946 | -0.029368 | -0.02787 | -0.026449 | -0.0251 | -0.02382 | -0.022605 | -0.021452 | -0.020358 | -0.01932 | -0.018334 | -0.017399 | -0.016512
Load Growth |  | -0.031355 | -0.029756 | -0.028238 | -0.026798 | -0.025431 | -0.024134 | -0.022904 | -0.021735 | -0.020627 | -0.019575 | -0.018577 | -0.017629 | -0.01673 | -0.015877
RECB1 (New) HB345 (Old) | 1.7111 | 1.6252 | 1.5583 | 1.5053 | 1.429 | 1.3563 | 1.2878 | 1.2222 | 1.1599 | 1.1007 | 1.0446 | 0.99376 | 0.94308 | 0.89505 | 0.8494
Total Existing Capital Dollars | 293645774.2577 | 285636585.7648 | 277845847.8881 | 270267602.3869 | 262896053.5318 | 255725563.6718 | 248750648.9226 | 241965974.9732 | 235366353.0059 | 228946735.7276 | 222702213.5106 | 216628010.6371 | 210719481.647 | 204972107.7851 | 199381493.5453 | 240128905.2141
Total New Capital Dollars | 0 | 263329.7859 | 3498707.5975 | 5712104.1119 | 2505069.3695 | 978419.3958 | 3853620.485 | 817652.9436 | 0 | 0 | 0 | 16448534.6018 | 3261.398 | 478120.9447 | 0 | 34558820.6337
All Existing and New Plant in Hiway-Byway:
$ per kW-Mo | 1.6797 | 1.6045 | 1.5992 | 1.6021 | 1.6201 | 1.6158 | 1.6955 | 1.636 | 1.5597 | 1.4811 | 1.4066 | 1.7142 | 1.6331 | 1.5705 | 1.4905
Existing Plant Postage Stamp Rate | 1.6797 | 1.594 | 1.5129 | 1.4358 | 1.3625 | 1.2931 | 1.2271 | 1.1646 | 1.1052 | 1.0488 | 0.99534 | 0.94459 | 0.89642 | 0.85072 | 0.80734
Depreciation |  | -0.043671 | -0.041444 | -0.03933 | -0.037324 | -0.035421 | -0.033614 | -0.0319 | -0.030273 | -0.028729 | -0.027264 | -0.025874 | -0.024554 | -0.023302 | -0.022113
Load Growth |  | -0.041991 | -0.03985 | -0.037818 | -0.035889 | -0.034059 | -0.032322 | -0.030673 | -0.029109 | -0.027624 | -0.026215 | -0.024878 | -0.02361 | -0.022406 | -0.021263
Existing All Plant |  | 280391718.5609 | 272780258.4584 | 265342070.5197 | 258106806.4972 | 251068932.8248 | 244223066.8936 | 237563972.936 | 231086558.0209 | 224785868.1587 | 218657084.5128 | 212695519.7135 | 206896614.2736 | 201255933.1011 | 195769162.1071
Existing All Plant Rev Reqmt |  | 56078343.7122 | 54556051.6917 | 53068414.1039 | 51621361.2994 | 50213786.565 | 48844613.3787 | 47512794.5872 | 46217311.6042 | 44957173.6317 | 43731416.9026 | 42539103.9427 | 41379322.8547 | 40251186.6202 | 39153832.4214
New Plant Rate |  | 0.010476 | 0.086308 | 0.16633 | 0.25754 | 0.32277 | 0.46842 | 0.47141 | 0.45451 | 0.43227 | 0.41124 | 0.76965 | 0.73668 | 0.71982 | 0.68311
Depreciation |  | 0 | -0.00027237 | -0.002244 | -0.0043246 | -0.0066959 | -0.008392 | -0.012179 | -0.012257 | -0.011817 | -0.011239 | -0.010692 | -0.020011 | -0.019154 | -0.018715
Load Growth |  | 0 | -0.00026189 | -0.0021577 | -0.0041583 | -0.0064384 | -0.0080693 | -0.01171 | -0.011785 | -0.011363 | -0.010807 | -0.010281 | -0.019241 | -0.018417 | -0.017996
New All Plant Postage Stamp (Less Exclude List): |  | 0.010476 | 0.076367 | 0.084425 | 0.099687 | 0.078369 | 0.16211 | 0.026878 | 0.0071508 | 0.00093586 | 0.0010189 | 0.37938 | 0.0062801 | 0.020716 | 0
New All Plant |  | 1797790.783 | 13433308.2731 | 15221954.2266 | 18423202.9669 | 14845491.2606 | 31475714.4553 | 5349210.6068 | 1458731.9673 | 195683.8792 | 218383.2091 | 83342459.6234 | 1414105.2803 | 4781372.5498 | 0
New All Plant Rev Reqmt |  | 359558.1566 | 2686661.6546 | 3044390.8453 | 3684640.5934 | 2969098.2521 | 6295142.8911 | 1069842.1214 | 291746.3935 | 39136.7758 | 43676.6418 | 16668491.9247 | 282821.0561 | 956274.51 | 0
Exclude List LP: |  | 0 | 0 | 0 | 0 | 0 | 0 | 0 | 0 | 0 | 0 | 0 | 0 | 0 | 0
Exclud List New Plant |  | 0 | 0 | 0 | 0 | 0 | 0 | 0 | 0 | 0 | 0 | 0 | 0 | 0 | 0
Exclud List New Plant Rev Reqmt |  | 0 | 0 | 0 | 0 | 0 | 0 | 0 | 0 | 0 | 0 | 0 | 0 | 0 | 0
Total Existing Capital Dollars | 288253842.1043 | 280391718.5609 | 272780258.4584 | 265342070.5197 | 258106806.4972 | 251068932.8248 | 244223066.8936 | 237563972.936 | 231086558.0209 | 224785868.1587 | 218657084.5128 | 212695519.7135 | 206896614.2736 | 201255933.1011 | 195769162.1071 | 235758826.1841
Total New Capital Dollars | 0 | 1797790.783 | 13433308.2731 | 15221954.2266 | 18423202.9669 | 14845491.2606 | 31475714.4553 | 5349210.6068 | 1458731.9673 | 195683.8792 | 218383.2091 | 83342459.6234 | 1414105.2803 | 4781372.5498 | 0 | 191957409.0813
345 kV Existing and New Plant in Hiway-Byway - Rest in LP:
$ per kW-Mo | 1.7111 | 1.6259 | 1.579 | 1.5517 | 1.5403 | 1.4876 | 1.5109 | 1.4544 | 1.3802 | 1.3099 | 1.243 | 1.554 | 1.4748 | 1.41 | 1.3381
Existing 345 PostageStamp Rate | 0.45688 | 0.43358 | 0.41147 | 0.39048 | 0.37057 | 0.35167 | 0.33374 | 0.31672 | 0.30056 | 0.28523 | 0.27069 | 0.25688 | 0.24378 | 0.23135 | 0.21955
Depreciation |  | -0.011879 | -0.011273 | -0.010698 | -0.010153 | -0.0096348 | -0.0091434 | -0.0086771 | -0.0082346 | -0.0078146 | -0.0074161 | -0.0070379 | -0.0066789 | -0.0063383 | -0.0060151
Load Growth |  | -0.011422 | -0.01084 | -0.010287 | -0.0097621 | -0.0092643 | -0.0087918 | -0.0083434 | -0.0079179 | -0.0075141 | -0.0071309 | -0.0067672 | -0.0064221 | -0.0060945 | -0.0057837
Existing 345 kV Plant |  | 76269203.9498 | 74188961.412 | 72165457.4895 | 70197144.6365 | 68282517.5165 | 66420111.8513 | 64608503.3005 | 62846306.373 | 61132173.3667 | 59464793.3381 | 57842891.0998 | 56265226.2451 | 54730592.1992 | 53237815.297
Existing 345 kV Plant Rev Reqmt |  | 15253840.79 | 14837792.2824 | 14433091.4979 | 14039428.9273 | 13656503.5033 | 13284022.3703 | 12921700.6601 | 12569261.2746 | 12226434.6733 | 11892958.6676 | 11568578.22 | 11253045.249 | 10946118.4398 | 10647563.0594
Existing Rest of Plant Byway Rate | 1.2542 | 1.1902 | 1.1357 | 1.0778 | 1.0228 | 0.97064 | 0.92114 | 0.87416 | 0.82958 | 0.78727 | 0.74712 | 0.70902 | 0.67286 | 0.63854 | 0.60597
Depreciation |  | -0.032609 | -0.030946 | -0.029528 | -0.028022 | -0.026593 | -0.025237 | -0.02395 | -0.022728 | -0.021569 | -0.020469 | -0.019425 | -0.018434 | -0.017494 | -0.016602
Load Growth |  | -0.031355 | -0.029756 | -0.028392 | -0.026944 | -0.02557 | -0.024266 | -0.023028 | -0.021854 | -0.020739 | -0.019682 | -0.018678 | -0.017725 | -0.016821 | -0.015963
Rest of Plant |  | 209367381.8151 | 204767576.476 | 199182540.8277 | 193749837.0266 | 188465310.2217 | 183324918.8854 | 178324731.7228 | 173460924.6651 | 168729777.9448 | 164127673.2514 | 159651090.9634 | 155296607.4574 | 151060892.489 | 146940706.6464
Rest of Plant Rev Reqmt |  | 41873476.363 | 40953515.2952 | 39836508.1655 | 38749967.4053 | 37693062.0443 | 36664983.7771 | 35664946.3446 | 34692184.933 | 33745955.589 | 32825534.6503 | 31930218.1927 | 31059321.4915 | 30212178.4978 | 29388141.3293
New Plant Rate |  | 0.0020665 | 0.031829 | 0.083399 | 0.14692 | 0.16525 | 0.25606 | 0.26354 | 0.2501 | 0.23735 | 0.22524 | 0.58813 | 0.55821 | 0.5401 | 0.51255
Depreciation |  | 0 | -5.373e-05 | -0.00082756 | -0.0021684 | -0.0038199 | -0.0042966 | -0.0066576 | -0.0068521 | -0.0065027 | -0.006171 | -0.0058563 | -0.015291 | -0.014513 | -0.014042
Load Growth |  | 0 | -5.1664e-05 | -0.00079573 | -0.002085 | -0.003673 | -0.0041313 | -0.0064015 | -0.0065886 | -0.0062526 | -0.0059337 | -0.0056311 | -0.014703 | -0.013955 | -0.013502
New EHV Postage Stamp (Less Exclude List): |  | 0.00066515 | 0.020173 | 0.026891 | 0.067774 | 0.025825 | 0.099235 | 0.020542 | 0 | 0 | 0 | 0.37437 | 7.242e-05 | 0.010358 | 0
New 345 kV Plant |  | 114148.9295 | 3548537.9873 | 4848520.5597 | 12525346.8475 | 4892096.9788 | 19268102.425 | 4088264.7179 | 0 | 0 | 0 | 82242673.0091 | 16306.9899 | 2390604.7236 | 0
New 345 Plant Rev Reqmt |  | 22829.7859 | 709707.5975 | 969704.1119 | 2505069.3695 | 978419.3958 | 3853620.485 | 817652.9436 | 0 | 0 | 0 | 16448534.6018 | 3261.398 | 478120.9447 | 0
New LV LP: |  | 0.0014014 | 0.009695 | 0.026302 | 0 | 0 | 0 | 0 | 0 | 0 | 0 | 0 | 0 | 0 | 0
New LV Plant |  | 240500 | 1705400 | 4742400 | 0 | 0 | 0 | 0 | 0 | 0 | 0 | 0 | 0 | 0 | 0
New LV Rev Reqmt |  | 48100 | 341080 | 948480 | 0 | 0 | 0 | 0 | 0 | 0 | 0 | 0 | 0 | 0 | 0
Exclude List LP: |  | 0 | 0 | 0 | 0 | 0 | 0 | 0 | 0 | 0 | 0 | 0 | 0 | 0 | 0
Exclud List New Plant |  | 0 | 0 | 0 | 0 | 0 | 0 | 0 | 0 | 0 | 0 | 0 | 0 | 0 | 0
Exclud List New Plant Rev Reqmt |  | 0 | 0 | 0 | 0 | 0 | 0 | 0 | 0 | 0 | 0 | 0 | 0 | 0 | 0
Total Existing Capital Dollars |  | 285636585.7648 | 278956537.8881 | 271347998.3172 | 263946981.6631 | 256747827.7382 | 249745030.7367 | 242933235.0233 | 236307231.0381 | 229861951.3115 | 223592466.5895 | 217493982.0633 | 211561833.7025 | 205791484.6882 | 200178521.9434 | 241007262.0334
Total New Capital Dollars |  | 354648.9295 | 5253937.9873 | 9590920.5597 | 12525346.8475 | 4892096.9788 | 19268102.425 | 4088264.7179 | 0 | 0 | 0 | 82242673.0091 | 16306.9899 | 2390604.7236 | 0 | 140622903.1684
Exclude List LP:
Exclud List New Plant |  | 0 | 1083600 | 0 | 0 | 0 | 0 | 0 | 0 | 0 | 0 | 0 | 0 | 0 | 0
Exclud List New Plant Rev Reqmt |  | 0 | 216720 | 0 | 0 | 0 | 0 | 0 | 0 | 0 | 0 | 0 | 0 | 0 | 0
Exclude List LP: |  | 0 | 0.0061602 | 0 | 0 | 0 | 0 | 0 | 0 | 0 | 0 | 0 | 0 | 0 | 0
Exclude List Capital Dollars |  | 0 | 1083600 | 0 | 0 | 0 | 0 | 0 | 0 | 0 | 0 | 0 | 0 | 0 | 0 | 1083600
Exclud List New 345 kV Plant |  | 0 | 0 | 0 | 0 | 0 | 0 | 0 | 0 | 0 | 0 | 0 | 0 | 0 | 0
Exclud List New 345 kV Plant Rev Reqmt |  | 0 | 0 | 0 | 0 | 0 | 0 | 0 | 0 | 0 | 0 | 0 | 0 | 0 | 0
Exclude List 345kV LP: |  | 0 | 0 | 0 | 0 | 0 | 0 | 0 | 0 | 0 | 0 | 0 | 0 | 0 | 0
Exclude List 345 kV Capital Dollars |  | 0 | 0 | 0 | 0 | 0 | 0 | 0 | 0 | 0 | 0 | 0 | 0 | 0 | 0 | 0
Exclud List New LV Plant |  | 0 | 1083600 | 0 | 0 | 0 | 0 | 0 | 0 | 0 | 0 | 0 | 0 | 0 | 0
Exclud List New LV Plant Rev Reqmt |  | 0 | 216720 | 0 | 0 | 0 | 0 | 0 | 0 | 0 | 0 | 0 | 0 | 0 | 0
Exclude List LV LP: |  | 0 | 0.0061602 | 0 | 0 | 0 | 0 | 0 | 0 | 0 | 0 | 0 | 0 | 0 | 0
Exclude List LV Capital Dollars |  | 0 | 1083600 | 0 | 0 | 0 | 0 | 0 | 0 | 0 | 0 | 0 | 0 | 0 | 0 | 1083600
Exclude List Postage Stamp:
Exclud List New Plant |  | 0 | 1083600 | 0 | 0 | 0 | 0 | 0 | 0 | 0 | 0 | 0 | 0 | 0 | 0
Exclud List New Plant Rev Reqmt |  | 0 | 216720 | 0 | 0 | 0 | 0 | 0 | 0 | 0 | 0 | 0 | 0 | 0 | 0
Exclude List Postage Stamp: |  | 0 | 0.00020091 | 0 | 0 | 0 | 0 | 0 | 0 | 0 | 0 | 0 | 0 | 0 | 0
Exclude List Capital Dollars |  | 0 | 1083600 | 0 | 0 | 0 | 0 | 0 | 0 | 0 | 0 | 0 | 0 | 0 | 0 | 1083600
Exclud List New 345 kV Plant |  | 0 | 0 | 0 | 0 | 0 | 0 | 0 | 0 | 0 | 0 | 0 | 0 | 0 | 0
Exclud List New 345 kV Plant Rev Reqmt |  | 0 | 0 | 0 | 0 | 0 | 0 | 0 | 0 | 0 | 0 | 0 | 0 | 0 | 0
Exclude List 345kV Postage Stamp: |  | 0 | 0 | 0 | 0 | 0 | 0 | 0 | 0 | 0 | 0 | 0 | 0 | 0 | 0
Exclude List 345 kV Capital Dollars |  | 0 | 0 | 0 | 0 | 0 | 0 | 0 | 0 | 0 | 0 | 0 | 0 | 0 | 0 | 0
Exclud List New LV Plant |  | 0 | 1083600 | 0 | 0 | 0 | 0 | 0 | 0 | 0 | 0 | 0 | 0 | 0 | 0
Exclud List New LV Plant Rev Reqmt |  | 0 | 216720 | 0 | 0 | 0 | 0 | 0 | 0 | 0 | 0 | 0 | 0 | 0 | 0
Exclude List LV Postage Stamp: |  | 0 | 0.00020091 | 0 | 0 | 0 | 0 | 0 | 0 | 0 | 0 | 0 | 0 | 0 | 0
Exclude List LV Capital Dollars |  | 0 | 1083600 | 0 | 0 | 0 | 0 | 0 | 0 | 0 | 0 | 0 | 0 | 0 | 0 | 1083600
Coincident Load kW: | 2860240 | 2931746 | 3005039.65 | 3080165.6412 | 3157169.7823 | 3236099.0268 | 3317001.5025 | 3399926.5401 | 3484924.7036 | 3572047.8212 | 3661349.0167 | 3752882.7421 | 3846704.8107 | 3942872.4309 | 4041444.2417

## OTP
OTP
All New Plant in Local Zone Rate (License Plate): | 2006 | 2007 | 2008 | 2009 | 2010 | 2011 | 2012 | 2013 | 2014 | 2015 | 2016 | 2017 | 2018 | 2019 | 2020 |  |  |  | Capital Dollars 2007-2020
$ per kW-Mo | 3.516 | 3.3367 | 3.1716 | 3.0637 | 3.0389 | 3.4807 | 5.3393 | 5.3931 | 5.118 | 4.857 | 4.6093 | 4.3742 | 4.1663 | 3.9539 | 3.7522 |  | LP | New | 153558834.1256
Depreciation | 0.026 | -0.091416 | -0.086754 | -0.082462 | -0.079655 | -0.079011 | -0.090499 | -0.13882 | -0.14022 | -0.13307 | -0.12628 | -0.11984 | -0.11373 | -0.10832 | -0.1028 |  | HB100 | New | 47019981.5823
Load Growth | 0.025 | -0.0879 | -0.083417 | -0.07929 | -0.076592 | -0.075972 | -0.087018 | -0.13348 | -0.13483 | -0.12795 | -0.12143 | -0.11523 | -0.10936 | -0.10416 | -0.098846 |  | HB345 | New | 160923017.1589
New All Plant |  | 0 | 224509.9768 | 2436672 | 6100000 | 28385675.2089 | 99257200 | 16295907.94 | 0 | 0 | 0 | 0 | 858869 | 0 | 0 |  | RECB 1 | New | 155031670.7323
New All Plant Rev Rqmt |  | 0 | 44901.9954 | 487334.4 | 1220000 | 5677135.0418 | 19851440 | 3259181.588 | 0 | 0 | 0 | 0 | 171773.8 | 0 | 0
New All Plant LP: |  | 0 | 0.0050834 | 0.053826 | 0.13146 | 0.59683 | 2.036 | 0.32612 | 0 | 0 | 0 | 0 | 0.015192 | 0 | 0 |  | RECB 1 | New | 155031670.7323
Total New Capital Dollars |  | 0 | 224509.9768 | 2436672 | 6100000 | 28385675.2089 | 99257200 | 16295907.94 | 0 | 0 | 0 | 0 | 858869 | 0 | 0 | 153558834.1256 | HB100 | Existing | 57739546.0695 | Average Balance
Total Existing and New Capital Dollars | 147801951.36 | 143770653.1367 | 140073818.5491 | 138689977.1482 | 141007208.0215 | 165546911.6315 | 260288819.6168 | 269485350.0017 | 262135137.0805 | 254985401.2166 | 248030674.3984 | 241265637.7542 | 235543986.4844 | 229119524.2531 | 222870289.2291 | 210915242.0373
All New Plant in Regional Rate (Hiway-Byway 100kV): | [16 empty] | RECB 1 | New | 155031670.7323
$ per kW-Mo | 3.516 | 3.3472 | 3.2528 | 3.1714 | 3.1093 | 3.0291 | 3.0367 | 2.9087 | 2.7675 | 2.6273 | 2.4943 | 2.7465 | 2.6127 | 2.5002 | 2.3727 |  | HB345 | Existing | 131433638.5696 | Average Balance
Depreciation |  | -0.091416 | -0.087026 | -0.084573 | -0.082455 | -0.080842 | -0.078756 | -0.078955 | -0.075627 | -0.071956 | -0.06831 | -0.064853 | -0.071409 | -0.067931 | -0.065005
Load Growth |  | -0.0879 | -0.083679 | -0.081321 | -0.079284 | -0.077733 | -0.075727 | -0.075918 | -0.072718 | -0.069188 | -0.065683 | -0.062359 | -0.068663 | -0.065318 | -0.062505 |  | HB100 | New | 47019981.5823
New All Plant Postage Stamp (Less Exclude List): |  | 0.010476 | 0.076367 | 0.084425 | 0.099687 | 0.078369 | 0.16211 | 0.026878 | 0.0071508 | 0.00093586 | 0.0010189 | 0.37938 | 0.0062801 | 0.020716 | 0 |  |  | Existing | 57739546.0695 | Average Balance
Exclude List LP: |  | 0 | 0 | 0 | 0 | 0 | 0 | 0 | 0 | 0 | 0 | 0 | 0 | 0 | 0
Total New Capital Dollars |  | 440368.9855 | 3290489.8572 | 3728618.8161 | 4512764.9323 | 3636404.1846 | 7709978.5888 | 1310289.5346 | 357316.5035 | 47932.7807 | 53492.9833 | 20414741.6621 | 346385.1932 | 1171197.5605 | 0 | 47019981.5823 | HB345 | New | 160923017.1589
[18 empty] | Existing | 131433638.5696 | Average Balance
New 345 kV Plant in Regional Rate (Hiway-Byway 345kV):
$ per kW-Mo | 3.516 | 3.3373 | 3.1924 | 3.1103 | 3.1509 | 3.6129 | 5.3763 | 5.1226 | 4.8614 | 4.6134 | 4.3781 | 4.5292 | 4.3135 | 4.1039 | 3.8946 |  | Exclude List |  | 0
Depreciation |  | -0.091416 | -0.086771 | -0.083002 | -0.080868 | -0.081924 | -0.093935 | -0.13978 | -0.13319 | -0.1264 | -0.11995 | -0.11383 | -0.11776 | -0.11215 | -0.1067 |  |  | EHV | 0
Load Growth |  | -0.0879 | -0.083434 | -0.07981 | -0.077758 | -0.078773 | -0.090322 | -0.13441 | -0.12807 | -0.12153 | -0.11534 | -0.10945 | -0.11323 | -0.10784 | -0.1026 |  |  | LV | 0
New EHV Postage Stamp (Less Exclude List): |  | 0.00066515 | 0.020173 | 0.026891 | 0.067774 | 0.025825 | 0.099235 | 0.020542 | 0 | 0 | 0 | 0.37437 | 7.242e-05 | 0.010358 | 0
New LV Plant |  | 0 | 224509.9768 | 2436672 | 6100000 | 28385675.2089 | 90110000 | 0 | 0 | 0 | 0 | 0 | 858869 | 0 | 0
New LV Rev Reqmt |  | 0 | 44901.9954 | 487334.4 | 1220000 | 5677135.0418 | 18022000 | 0 | 0 | 0 | 0 | 0 | 171773.8 | 0 | 0
LV LP: |  | 0 | 0.0050834 | 0.053826 | 0.13146 | 0.59683 | 1.8484 | 0 | 0 | 0 | 0 | 0 | 0.015192 | 0 | 0
Exclude List LP: |  | 0 | 0 | 0 | 0 | 0 | 0 | 0 | 0 | 0 | 0 | 0 | 0 | 0 | 0
Total New Capital Dollars |  | 27960.7887 | 1093724.6198 | 3624317.4705 | 9168084.6387 | 29583994.7264 | 94829723.1172 | 1001420.7457 | 0 | 0 | 0 | 20145348.8494 | 862863.3984 | 585578.8042 | 0 | 160923017.1589
RECB 1:
$ per kW-Mo | 3.516 | 3.3367 | 3.1718 | 3.0652 | 3.0437 | 3.5003 | 5.3704 | 5.364 | 5.0904 | 4.8308 | 4.5844 | 4.3512 | 4.1449 | 3.9335 | 3.7329
Depreciation |  | -0.091416 | -0.086754 | -0.082466 | -0.079696 | -0.079137 | -0.091008 | -0.13963 | -0.13946 | -0.13235 | -0.1256 | -0.1192 | -0.11313 | -0.10777 | -0.10227
Load Growth |  | -0.0879 | -0.083417 | -0.079294 | -0.07663 | -0.076094 | -0.087508 | -0.13426 | -0.1341 | -0.12726 | -0.12077 | -0.11461 | -0.10878 | -0.10362 | -0.098338
Postage Stamp Percentage | 0.2 | 0.2 | 0.2 | 0.2 | 0.2 | 0.2 | 0.2 | 0.2 | 0.2 | 0.2 | 0.2 | 0.2 | 0.2 | 0.2 | 0.2
New 345 kV Plant |  | 5592.1577 | 173842.9286 | 237529.0941 | 613616.9277 | 239663.9035 | 943944.6234 | 200284.1491 | 0 | 0 | 0 | 4029069.7699 | 798.8797 | 117115.7608 | 0
New Plant Rev Reqmt |  | 1118.4315 | 34768.5857 | 47505.8188 | 122723.3855 | 47932.7807 | 188788.9247 | 40056.8298 | 0 | 0 | 0 | 805813.954 | 159.7759 | 23423.1522 | 0
RECB Postage Stamp: |  | 1.0627e-06 | 3.2232e-05 | 4.2965e-05 | 0.00010829 | 4.1263e-05 | 0.00015855 | 3.2821e-05 | 0 | 0 | 0 | 0.00059816 | 1.1571e-07 | 1.6549e-05 | 0
Rest of New Plant |  | 0 | 224509.9768 | 2436672 | 6100000 | 28385675.2089 | 97427760 | 13036726.352 | 0 | 0 | 0 | 0 | 858869 | 0 | 0
Rest of New Plant Rev Reqmt |  | 0 | 44901.9954 | 487334.4 | 1220000 | 5677135.0418 | 19485552 | 2607345.2704 | 0 | 0 | 0 | 0 | 171773.8 | 0 | 0
RECB LODF LP: |  | 0 | 0.0052105 | 0.055172 | 0.13475 | 0.61175 | 2.0485 | 0.26742 | 0 | 0 | 0 | 0 | 0.015572 | 0 | 0
Exclude List LP: |  | 0 | 0 | 0 | 0 | 0 | 0 | 0 | 0 | 0 | 0 | 0 | 0 | 0 | 0
Total New Capital Dollars |  | 5592.1577 | 398352.9054 | 2674201.0941 | 6713616.9277 | 28625339.1124 | 98371704.6234 | 13237010.5011 | 0 | 0 | 0 | 4029069.7699 | 859667.8797 | 117115.7608 | 0 | 155031670.7323
All New Plant in RECB 1:
$ per kW-Mo |  | 1.0627e-06 | 0.0052438 | 0.060191 | 0.19198 | 0.79398 | 2.8021 | 2.9267 | 2.7774 | 2.6358 | 2.5013 | 2.3744 | 2.2688 | 2.1532 | 2.0433
Depreciation |  | 0 | -2.7631e-08 | -0.00013634 | -0.001565 | -0.0049915 | -0.020643 | -0.072855 | -0.076093 | -0.072213 | -0.06853 | -0.065035 | -0.061734 | -0.05899 | -0.055982
Load Growth |  | 0 | -2.6569e-08 | -0.00013109 | -0.0015048 | -0.0047995 | -0.019849 | -0.070053 | -0.073167 | -0.069435 | -0.065894 | -0.062533 | -0.059359 | -0.056721 | -0.053829
Postage Stamp Percentage | 0.2 | 0.2 | 0.2 | 0.2 | 0.2 | 0.2 | 0.2 | 0.2 | 0.2 | 0.2 | 0.2 | 0.2 | 0.2 | 0.2 | 0.2
New 345 kV Plant |  | 5592.1577 | 173842.9286 | 237529.0941 | 613616.9277 | 239663.9035 | 943944.6234 | 200284.1491 | 0 | 0 | 0 | 4029069.7699 | 798.8797 | 117115.7608 | 0
New 345 Plant Rev Reqmt |  | 1118.4315 | 34768.5857 | 47505.8188 | 122723.3855 | 47932.7807 | 188788.9247 | 40056.8298 | 0 | 0 | 0 | 805813.954 | 159.7759 | 23423.1522 | 0
RECB Postage Stamp: |  | 1.0627e-06 | 3.2232e-05 | 4.2965e-05 | 0.00010829 | 4.1263e-05 | 0.00015855 | 3.2821e-05 | 0 | 0 | 0 | 0.00059816 | 1.1571e-07 | 1.6549e-05 | 0
Rest of New Plant |  | 0 | 224509.9768 | 2436672 | 6100000 | 28385675.2089 | 97427760 | 13036726.352 | 0 | 0 | 0 | 0 | 858869 | 0 | 0
Rest of New Plant Rev Reqmt |  | 0 | 44901.9954 | 487334.4 | 1220000 | 5677135.0418 | 19485552 | 2607345.2704 | 0 | 0 | 0 | 0 | 171773.8 | 0 | 0
RECB LODF LP: |  | 0 | 0.0052105 | 0.055172 | 0.13475 | 0.61175 | 2.0485 | 0.26742 | 0 | 0 | 0 | 0 | 0.015572 | 0 | 0
Exclude List LP: |  | 0 | 0 | 0 | 0 | 0 | 0 | 0 | 0 | 0 | 0 | 0 | 0 | 0 | 0
Total RECB1 Capital Dollars |  | 5592.1577 | 398352.9054 | 2674201.0941 | 6713616.9277 | 28625339.1124 | 98371704.6234 | 13237010.5011 | 0 | 0 | 0 | 4029069.7699 | 859667.8797 | 117115.7608 | 0 | 155031670.7323
All Existing Plant in Hiway-Byway:
Existing All Plant Postage Stamp Rate | 1.6797 | 1.594 | 1.5127 | 1.4356 | 1.3623 | 1.2929 | 1.2269 | 1.1644 | 1.105 | 1.0486 | 0.99514 | 0.94439 | 0.89622 | 0.85052 | 0.80714
Depreciation |  | -0.043671 | -0.041444 | -0.03933 | -0.037324 | -0.035421 | -0.033614 | -0.0319 | -0.030273 | -0.028729 | -0.027264 | -0.025874 | -0.024554 | -0.023302 | -0.022113
Load Growth |  | -0.041991 | -0.03985 | -0.037818 | -0.035889 | -0.034059 | -0.032322 | -0.030673 | -0.029109 | -0.027624 | -0.026215 | -0.024878 | -0.02361 | -0.022406 | -0.021263
RECB1 (New) HB100 (Old) | 1.6797 | 1.594 | 1.5179 | 1.4957 | 1.5543 | 2.0868 | 4.0291 | 4.091 | 3.8824 | 3.6844 | 3.4965 | 3.3188 | 3.1651 | 3.0037 | 2.8505
Total Existing Capital Dollars |  | 68681972.244 | 66808671.4511 | 64986464.9372 | 63213959.1061 | 61489798.3715 | 59812664.1209 | 58181273.707 | 56594379.4666 | 55050767.7667 | 53549258.0758 | 52088702.0618 | 50667982.7131 | 49286013.4846 | 47941737.4668 | 57739546.0695
Total New Capital Dollars |  | 5592.1577 | 398352.9054 | 2674201.0941 | 6713616.9277 | 28625339.1124 | 98371704.6234 | 13237010.5011 | 0 | 0 | 0 | 4029069.7699 | 859667.8797 | 117115.7608 | 0 | 155031670.7323
345 kV Existing Plant in Hiway-Byway:
Existing 345 kV Postage Stamp Rate | 0.45688 | 0.43358 | 0.41147 | 0.39048 | 0.37057 | 0.35167 | 0.33374 | 0.31672 | 0.30056 | 0.28523 | 0.27069 | 0.25688 | 0.24378 | 0.23135 | 0.21955
Depreciation |  | -0.011879 | -0.011273 | -0.010698 | -0.010153 | -0.0096348 | -0.0091434 | -0.0086771 | -0.0082346 | -0.0078146 | -0.0074161 | -0.0070379 | -0.0066789 | -0.0063383 | -0.0060151
Load Growth |  | -0.011422 | -0.01084 | -0.010287 | -0.0097621 | -0.0092643 | -0.0087918 | -0.0083434 | -0.0079179 | -0.0075141 | -0.0071309 | -0.0067672 | -0.0064221 | -0.0060945 | -0.0057837
Byway Rate | 3.3666 | 3.1949 | 3.0319 | 2.8773 | 2.7306 | 2.5913 | 2.4591 | 2.3337 | 2.2147 | 2.1018 | 1.9946 | 1.8928 | 1.7963 | 1.7047 | 1.6178
Depreciation |  | -0.087531 | -0.083066 | -0.07883 | -0.07481 | -0.070994 | -0.067374 | -0.063938 | -0.060677 | -0.057582 | -0.054646 | -0.051859 | -0.049214 | -0.046704 | -0.044322
Load Growth |  | -0.084164 | -0.079872 | -0.075798 | -0.071932 | -0.068264 | -0.064782 | -0.061479 | -0.058343 | -0.055368 | -0.052544 | -0.049864 | -0.047321 | -0.044908 | -0.042617
RECB1 (New) HB345 (Old) | 3.8234 | 3.6284 | 3.4486 | 3.328 | 3.2931 | 3.7369 | 5.595 | 5.5771 | 5.2927 | 5.0228 | 4.7666 | 4.5241 | 4.3089 | 4.0892 | 3.8806
Total Existing Capital Dollars | 160725892.3155 | 156342093.6026 | 152077862.9996 | 147929939.2863 | 143895150.1922 | 139970409.9707 | 136152717.0388 | 132439151.6815 | 128826873.8194 | 125313120.836 | 121895205.4652 | 118570513.7361 | 115336502.974 | 112190699.8554 | 109130698.5168 | 131433638.5696
Total New Capital Dollars | 0 | 5592.1577 | 398352.9054 | 2674201.0941 | 6713616.9277 | 28625339.1124 | 98371704.6234 | 13237010.5011 | 0 | 0 | 0 | 4029069.7699 | 859667.8797 | 117115.7608 | 0 | 155031670.7323
All Existing and New Plant in Hiway-Byway:
$ per kW-Mo | 1.6797 | 1.6045 | 1.599 | 1.6019 | 1.6199 | 1.6156 | 1.6953 | 1.6358 | 1.5595 | 1.4809 | 1.4064 | 1.714 | 1.6329 | 1.5703 | 1.4903
Existing Plant Postage Stamp Rate | 1.6797 | 1.594 | 1.5127 | 1.4356 | 1.3623 | 1.2929 | 1.2269 | 1.1644 | 1.105 | 1.0486 | 0.99514 | 0.94439 | 0.89622 | 0.85052 | 0.80714
Depreciation |  | -0.043671 | -0.041444 | -0.03933 | -0.037324 | -0.035421 | -0.033614 | -0.0319 | -0.030273 | -0.028729 | -0.027264 | -0.025874 | -0.024554 | -0.023302 | -0.022113
Load Growth |  | -0.041991 | -0.03985 | -0.037818 | -0.035889 | -0.034059 | -0.032322 | -0.030673 | -0.029109 | -0.027624 | -0.026215 | -0.024878 | -0.02361 | -0.022406 | -0.021263
Existing All Plant |  | 68681972.244 | 66808671.4511 | 64986464.9372 | 63213959.1061 | 61489798.3715 | 59812664.1209 | 58181273.707 | 56594379.4666 | 55050767.7667 | 53549258.0758 | 52088702.0618 | 50667982.7131 | 49286013.4846 | 47941737.4668
Existing All Plant Rev Reqmt |  | 13736394.4488 | 13361734.2902 | 12997292.9874 | 12642791.8212 | 12297959.6743 | 11962532.8242 | 11636254.7414 | 11318875.8933 | 11010153.5533 | 10709851.6152 | 10417740.4124 | 10133596.5426 | 9857202.6969 | 9588347.4934
New Plant Rate |  | 0.010476 | 0.086308 | 0.16633 | 0.25754 | 0.32277 | 0.46842 | 0.47141 | 0.45451 | 0.43227 | 0.41124 | 0.76965 | 0.73668 | 0.71982 | 0.68311
Depreciation |  | 0 | -0.00027237 | -0.002244 | -0.0043246 | -0.0066959 | -0.008392 | -0.012179 | -0.012257 | -0.011817 | -0.011239 | -0.010692 | -0.020011 | -0.019154 | -0.018715
Load Growth |  | 0 | -0.00026189 | -0.0021577 | -0.0041583 | -0.0064384 | -0.0080693 | -0.01171 | -0.011785 | -0.011363 | -0.010807 | -0.010281 | -0.019241 | -0.018417 | -0.017996
New All Plant Postage Stamp (Less Exclude List): |  | 0.010476 | 0.076367 | 0.084425 | 0.099687 | 0.078369 | 0.16211 | 0.026878 | 0.0071508 | 0.00093586 | 0.0010189 | 0.37938 | 0.0062801 | 0.020716 | 0
New All Plant |  | 440368.9855 | 3290489.8572 | 3728618.8161 | 4512764.9323 | 3636404.1846 | 7709978.5888 | 1310289.5346 | 357316.5035 | 47932.7807 | 53492.9833 | 20414741.6621 | 346385.1932 | 1171197.5605 | 0
New All Plant Rev Reqmt |  | 88073.7971 | 658097.9714 | 745723.7632 | 902552.9865 | 727280.8369 | 1541995.7178 | 262057.9069 | 71463.3007 | 9586.5561 | 10698.5967 | 4082948.3324 | 69277.0386 | 234239.5121 | 0
Exclude List LP: |  | 0 | 0 | 0 | 0 | 0 | 0 | 0 | 0 | 0 | 0 | 0 | 0 | 0 | 0
Exclud List New Plant |  | 0 | 0 | 0 | 0 | 0 | 0 | 0 | 0 | 0 | 0 | 0 | 0 | 0 | 0
Exclud List New Plant Rev Reqmt |  | 0 | 0 | 0 | 0 | 0 | 0 | 0 | 0 | 0 | 0 | 0 | 0 | 0 | 0
Total Existing Capital Dollars | 70607799.9887 | 68681972.244 | 66808671.4511 | 64986464.9372 | 63213959.1061 | 61489798.3715 | 59812664.1209 | 58181273.707 | 56594379.4666 | 55050767.7667 | 53549258.0758 | 52088702.0618 | 50667982.7131 | 49286013.4846 | 47941737.4668 | 57739546.0695
Total New Capital Dollars | 0 | 440368.9855 | 3290489.8572 | 3728618.8161 | 4512764.9323 | 3636404.1846 | 7709978.5888 | 1310289.5346 | 357316.5035 | 47932.7807 | 53492.9833 | 20414741.6621 | 346385.1932 | 1171197.5605 | 0 | 47019981.5823
345 kV Existing and New Plant in Hiway-Byway - Rest in LP:
$ per kW-Mo | 3.8234 | 3.6291 | 3.4694 | 3.3745 | 3.405 | 3.8689 | 5.6654 | 5.397 | 5.1218 | 4.8606 | 4.6127 | 4.7518 | 4.5251 | 4.3047 | 4.0851
Existing 345 PostageStamp Rate | 0.45688 | 0.43358 | 0.41147 | 0.39048 | 0.37057 | 0.35167 | 0.33374 | 0.31672 | 0.30056 | 0.28523 | 0.27069 | 0.25688 | 0.24378 | 0.23135 | 0.21955
Depreciation |  | -0.011879 | -0.011273 | -0.010698 | -0.010153 | -0.0096348 | -0.0091434 | -0.0086771 | -0.0082346 | -0.0078146 | -0.0074161 | -0.0070379 | -0.0066789 | -0.0063383 | -0.0060151
Load Growth |  | -0.011422 | -0.01084 | -0.010287 | -0.0097621 | -0.0092643 | -0.0087918 | -0.0083434 | -0.0079179 | -0.0075141 | -0.0071309 | -0.0067672 | -0.0064221 | -0.0060945 | -0.0057837
Existing 345 kV Plant |  | 18682147.1605 | 18172591.5967 | 17676934.1609 | 17194795.7817 | 16725807.7268 | 16269611.321 | 15825857.6722 | 15394207.4042 | 14974330.3973 | 14565905.5357 | 14168620.4622 | 13782171.3391 | 13406262.6158 | 13040606.803
Existing 345 kV Plant Rev Reqmt |  | 3736429.4321 | 3634518.3193 | 3535386.8322 | 3438959.1563 | 3345161.5454 | 3253922.2642 | 3165171.5344 | 3078841.4808 | 2994866.0795 | 2913181.1071 | 2833724.0924 | 2756434.2678 | 2681252.5232 | 2608121.3606
Existing Rest of Plant Byway Rate | 3.3666 | 3.1949 | 3.0319 | 2.8773 | 2.7306 | 2.5913 | 2.4591 | 2.3337 | 2.2147 | 2.1018 | 1.9946 | 1.8928 | 1.7963 | 1.7047 | 1.6178
Depreciation |  | -0.087531 | -0.083066 | -0.07883 | -0.07481 | -0.070994 | -0.067374 | -0.063938 | -0.060677 | -0.057582 | -0.054646 | -0.051859 | -0.049214 | -0.046704 | -0.044322
Load Growth |  | -0.084164 | -0.079872 | -0.075798 | -0.071932 | -0.068264 | -0.064782 | -0.061479 | -0.058343 | -0.055368 | -0.052544 | -0.049864 | -0.047321 | -0.044908 | -0.042617
Rest of Plant |  | 137659946.442 | 133905271.4028 | 130253005.1253 | 126700354.4105 | 123244602.244 | 119883105.7178 | 116613294.0093 | 113432666.4152 | 110338790.4387 | 107329299.9295 | 104401893.2739 | 101554331.6349 | 98784437.2396 | 96090091.7138
Rest of Plant Rev Reqmt |  | 27531989.2884 | 26781054.2806 | 26050601.0251 | 25340070.8821 | 24648920.4488 | 23976621.1436 | 23322658.8019 | 22686533.283 | 22067758.0877 | 21465859.9859 | 20880378.6548 | 20310866.327 | 19756887.4479 | 19218018.3428
New Plant Rate |  | 0.00066515 | 0.026015 | 0.10675 | 0.30383 | 0.92591 | 2.8725 | 2.7466 | 2.6065 | 2.4736 | 2.3474 | 2.6021 | 2.485 | 2.3686 | 2.2478
Depreciation |  | 0 | -1.7294e-05 | -0.00067638 | -0.0027755 | -0.0078996 | -0.024074 | -0.074686 | -0.071411 | -0.067769 | -0.064313 | -0.061033 | -0.067654 | -0.06461 | -0.061585
Load Growth |  | 0 | -1.6629e-05 | -0.00065037 | -0.0026688 | -0.0075958 | -0.023148 | -0.071814 | -0.068665 | -0.065163 | -0.061839 | -0.058686 | -0.065052 | -0.062125 | -0.059216
New EHV Postage Stamp (Less Exclude List): |  | 0.00066515 | 0.020173 | 0.026891 | 0.067774 | 0.025825 | 0.099235 | 0.020542 | 0 | 0 | 0 | 0.37437 | 7.242e-05 | 0.010358 | 0
New 345 kV Plant |  | 27960.7887 | 869214.643 | 1187645.4705 | 3068084.6387 | 1198319.5175 | 4719723.1172 | 1001420.7457 | 0 | 0 | 0 | 20145348.8494 | 3994.3984 | 585578.8042 | 0
New 345 Plant Rev Reqmt |  | 5592.1577 | 173842.9286 | 237529.0941 | 613616.9277 | 239663.9035 | 943944.6234 | 200284.1491 | 0 | 0 | 0 | 4029069.7699 | 798.8797 | 117115.7608 | 0
New LV LP: |  | 0 | 0.0052105 | 0.055172 | 0.13475 | 0.61175 | 1.8946 | 0 | 0 | 0 | 0 | 0 | 0.015572 | 0 | 0
New LV Plant |  | 0 | 224509.9768 | 2436672 | 6100000 | 28385675.2089 | 90110000 | 0 | 0 | 0 | 0 | 0 | 858869 | 0 | 0
New LV Rev Reqmt |  | 0 | 44901.9954 | 487334.4 | 1220000 | 5677135.0418 | 18022000 | 0 | 0 | 0 | 0 | 0 | 171773.8 | 0 | 0
Exclude List LP: |  | 0 | 0 | 0 | 0 | 0 | 0 | 0 | 0 | 0 | 0 | 0 | 0 | 0 | 0
Exclud List New Plant |  | 0 | 0 | 0 | 0 | 0 | 0 | 0 | 0 | 0 | 0 | 0 | 0 | 0 | 0
Exclud List New Plant Rev Reqmt |  | 0 | 0 | 0 | 0 | 0 | 0 | 0 | 0 | 0 | 0 | 0 | 0 | 0 | 0
Total Existing Capital Dollars |  | 156342093.6026 | 152077862.9996 | 147929939.2863 | 143895150.1922 | 139970409.9707 | 136152717.0388 | 132439151.6815 | 128826873.8194 | 125313120.836 | 121895205.4652 | 118570513.7361 | 115336502.974 | 112190699.8554 | 109130698.5168 | 131433638.5696
Total New Capital Dollars |  | 27960.7887 | 1093724.6198 | 3624317.4705 | 9168084.6387 | 29583994.7264 | 94829723.1172 | 1001420.7457 | 0 | 0 | 0 | 20145348.8494 | 862863.3984 | 585578.8042 | 0 | 160923017.1589
Exclude List LP:
Exclud List New Plant |  | 0 | 0 | 0 | 0 | 0 | 0 | 0 | 0 | 0 | 0 | 0 | 0 | 0 | 0
Exclud List New Plant Rev Reqmt |  | 0 | 0 | 0 | 0 | 0 | 0 | 0 | 0 | 0 | 0 | 0 | 0 | 0 | 0
Exclude List LP: |  | 0 | 0 | 0 | 0 | 0 | 0 | 0 | 0 | 0 | 0 | 0 | 0 | 0 | 0
Exclude List Capital Dollars |  | 0 | 0 | 0 | 0 | 0 | 0 | 0 | 0 | 0 | 0 | 0 | 0 | 0 | 0 | 0
Exclud List New 345 kV Plant |  | 0 | 0 | 0 | 0 | 0 | 0 | 0 | 0 | 0 | 0 | 0 | 0 | 0 | 0
Exclud List New 345 kV Plant Rev Reqmt |  | 0 | 0 | 0 | 0 | 0 | 0 | 0 | 0 | 0 | 0 | 0 | 0 | 0 | 0
Exclude List 345kV LP: |  | 0 | 0 | 0 | 0 | 0 | 0 | 0 | 0 | 0 | 0 | 0 | 0 | 0 | 0
Exclude List 345 kV Capital Dollars |  | 0 | 0 | 0 | 0 | 0 | 0 | 0 | 0 | 0 | 0 | 0 | 0 | 0 | 0 | 0
Exclud List New LV Plant |  | 0 | 0 | 0 | 0 | 0 | 0 | 0 | 0 | 0 | 0 | 0 | 0 | 0 | 0
Exclud List New LV Plant Rev Reqmt |  | 0 | 0 | 0 | 0 | 0 | 0 | 0 | 0 | 0 | 0 | 0 | 0 | 0 | 0
Exclude List LV LP: |  | 0 | 0 | 0 | 0 | 0 | 0 | 0 | 0 | 0 | 0 | 0 | 0 | 0 | 0
Exclude List LV Capital Dollars |  | 0 | 0 | 0 | 0 | 0 | 0 | 0 | 0 | 0 | 0 | 0 | 0 | 0 | 0 | 0
Exclude List Postage Stamp:
Exclud List New Plant |  | 0 | 0 | 0 | 0 | 0 | 0 | 0 | 0 | 0 | 0 | 0 | 0 | 0 | 0
Exclud List New Plant Rev Reqmt |  | 0 | 0 | 0 | 0 | 0 | 0 | 0 | 0 | 0 | 0 | 0 | 0 | 0 | 0
Exclude List Postage Stamp: |  | 0 | 0 | 0 | 0 | 0 | 0 | 0 | 0 | 0 | 0 | 0 | 0 | 0 | 0
Exclude List Capital Dollars |  | 0 | 0 | 0 | 0 | 0 | 0 | 0 | 0 | 0 | 0 | 0 | 0 | 0 | 0 | 0
Exclud List New 345 kV Plant |  | 0 | 0 | 0 | 0 | 0 | 0 | 0 | 0 | 0 | 0 | 0 | 0 | 0 | 0
Exclud List New 345 kV Plant Rev Reqmt |  | 0 | 0 | 0 | 0 | 0 | 0 | 0 | 0 | 0 | 0 | 0 | 0 | 0 | 0
Exclude List 345kV Postage Stamp: |  | 0 | 0 | 0 | 0 | 0 | 0 | 0 | 0 | 0 | 0 | 0 | 0 | 0 | 0
Exclude List 345 kV Capital Dollars |  | 0 | 0 | 0 | 0 | 0 | 0 | 0 | 0 | 0 | 0 | 0 | 0 | 0 | 0 | 0
Exclud List New LV Plant |  | 0 | 0 | 0 | 0 | 0 | 0 | 0 | 0 | 0 | 0 | 0 | 0 | 0 | 0
Exclud List New LV Plant Rev Reqmt |  | 0 | 0 | 0 | 0 | 0 | 0 | 0 | 0 | 0 | 0 | 0 | 0 | 0 | 0
Exclude List LV Postage Stamp: |  | 0 | 0 | 0 | 0 | 0 | 0 | 0 | 0 | 0 | 0 | 0 | 0 | 0 | 0
Exclude List LV Capital Dollars |  | 0 | 0 | 0 | 0 | 0 | 0 | 0 | 0 | 0 | 0 | 0 | 0 | 0 | 0 | 0
Coincident Load kW: | 700616 | 718131.4 | 736084.685 | 754486.8021 | 773348.9722 | 792682.6965 | 812499.7639 | 832812.258 | 853632.5644 | 874973.3786 | 896847.713 | 919268.9058 | 942250.6285 | 965806.8942 | 989952.0666

## SIPC
SIPC
All New Plant in Local Zone Rate (License Plate): | 2006 | 2007 | 2008 | 2009 | 2010 | 2011 | 2012 | 2013 | 2014 | 2015 | 2016 | 2017 | 2018 | 2019 | 2020 |  |  |  | Capital Dollars 2007-2020
$ per kW-Mo | 1.916 | 1.8183 | 2.0531 | 1.9484 | 1.8491 | 1.7548 | 1.6653 | 1.5803 | 1.4997 | 1.4233 | 1.3507 | 1.2818 | 1.2164 | 1.1544 | 1.0955 |  | LP | New | 7083000
Depreciation | 0.026 | -0.049816 | -0.047275 | -0.053382 | -0.050659 | -0.048075 | -0.045624 | -0.043297 | -0.041089 | -0.038993 | -0.037005 | -0.035117 | -0.033326 | -0.031627 | -0.030014 |  | HB100 | New | 30102533.7856
Load Growth | 0.025 | -0.0479 | -0.045457 | -0.051328 | -0.048711 | -0.046226 | -0.043869 | -0.041632 | -0.039508 | -0.037493 | -0.035581 | -0.033767 | -0.032045 | -0.03041 | -0.028859 |  | HB345 | New | 23144438.511
New All Plant |  | 0 | 7083000 | 0 | 0 | 0 | 0 | 0 | 0 | 0 | 0 | 0 | 0 | 0 | 0 |  | RECB 1 | New | 10295287.7022
New All Plant Rev Rqmt |  | 0 | 1416600 | 0 | 0 | 0 | 0 | 0 | 0 | 0 | 0 | 0 | 0 | 0 | 0
New All Plant LP: |  | 0 | 0.32759 | 0 | 0 | 0 | 0 | 0 | 0 | 0 | 0 | 0 | 0 | 0 | 0 |  | RECB 1 | New | 10295287.7022
Total New Capital Dollars |  | 0 | 7083000 | 0 | 0 | 0 | 0 | 0 | 0 | 0 | 0 | 0 | 0 | 0 | 0 | 7083000 | HB100 | Existing | 28267502.1721 | Average Balance
Total Existing and New Capital Dollars | 39431280 | 38355791.838 | 44392637.6156 | 43181828.4247 | 42004044.0544 | 40858383.7528 | 39743971.3359 | 38659954.5177 | 37605504.2583 | 36579814.1296 | 35582099.6992 | 34611597.9299 | 33667566.5964 | 32749283.7175 | 31856047.0041 | 37846323.2053
All New Plant in Regional Rate (Hiway-Byway 100kV): | [16 empty] | RECB 1 | New | 10295287.7022
$ per kW-Mo | 1.916 | 1.8288 | 2.1476 | 2.1225 | 2.114 | 2.0845 | 2.1403 | 2.058 | 1.9602 | 1.8612 | 1.7673 | 2.0565 | 1.9579 | 1.8788 | 1.783 |  | HB345 | Existing | 39933967.4691 | Average Balance
Depreciation |  | -0.049816 | -0.047548 | -0.055839 | -0.055186 | -0.054963 | -0.054198 | -0.055648 | -0.053509 | -0.050966 | -0.048391 | -0.04595 | -0.05347 | -0.050906 | -0.048849
Load Growth |  | -0.0479 | -0.045719 | -0.053691 | -0.053063 | -0.052849 | -0.052113 | -0.053508 | -0.051451 | -0.049006 | -0.04653 | -0.044182 | -0.051414 | -0.048948 | -0.04697 |  | HB100 | New | 23019533.7856
New All Plant Postage Stamp (Less Exclude List): |  | 0.010476 | 0.076367 | 0.084425 | 0.099687 | 0.078369 | 0.16211 | 0.026878 | 0.0071508 | 0.00093586 | 0.0010189 | 0.37938 | 0.0062801 | 0.020716 | 0 |  |  | Existing | 28298209.8561 | Average Balance
Exclude List LP: |  | 0 | 0.33577 | 0 | 0 | 0 | 0 | 0 | 0 | 0 | 0 | 0 | 0 | 0 | 0
Total New Capital Dollars |  | 215591.0828 | 8693922.4183 | 1825416.853 | 2209310.6235 | 1780271.4116 | 3774567.8888 | 641477.3719 | 174931.1473 | 23466.4121 | 26188.5159 | 9994428.3175 | 169579.5147 | 573382.2283 | 0 | 30102533.7856 | HB345 | New | 16061438.511
[18 empty] | Existing | 45675386.213 | Average Balance
New 345 kV Plant in Regional Rate (Hiway-Byway 345kV):
$ per kW-Mo | 1.916 | 1.8189 | 2.0821 | 2.0028 | 1.9685 | 1.8939 | 1.8965 | 1.8204 | 1.7275 | 1.6394 | 1.5558 | 1.8508 | 1.7565 | 1.6773 | 1.5917 |  | Exclude List |  | 7083000
Depreciation |  | -0.049816 | -0.047293 | -0.054135 | -0.052074 | -0.05118 | -0.049241 | -0.04931 | -0.047329 | -0.044916 | -0.042625 | -0.040451 | -0.048122 | -0.045669 | -0.04361 |  |  | EHV | 0
Load Growth |  | -0.0479 | -0.045474 | -0.052053 | -0.050071 | -0.049212 | -0.047347 | -0.047414 | -0.045509 | -0.043188 | -0.040985 | -0.038895 | -0.046271 | -0.043913 | -0.041932 |  |  | LV | 7083000
New EHV Postage Stamp (Less Exclude List): |  | 0.00066515 | 0.020173 | 0.026891 | 0.067774 | 0.025825 | 0.099235 | 0.020542 | 0 | 0 | 0 | 0.37437 | 7.242e-05 | 0.010358 | 0
New LV Plant |  | 0 | 0 | 0 | 0 | 0 | 0 | 0 | 0 | 0 | 0 | 0 | 0 | 0 | 0
New LV Rev Reqmt |  | 0 | 0 | 0 | 0 | 0 | 0 | 0 | 0 | 0 | 0 | 0 | 0 | 0 | 0
LV LP: |  | 0 | 0 | 0 | 0 | 0 | 0 | 0 | 0 | 0 | 0 | 0 | 0 | 0 | 0
Exclude List LP: |  | 0 | 0.33577 | 0 | 0 | 0 | 0 | 0 | 0 | 0 | 0 | 0 | 0 | 0 | 0
Total New Capital Dollars |  | 13688.7404 | 7508540.6993 | 581434.6181 | 1502039.678 | 586660.3025 | 2310630.9722 | 490264.7324 | 0 | 0 | 0 | 9862541.8993 | 1955.5343 | 286681.3345 | 0 | 23144438.511
RECB 1:
$ per kW-Mo | 1.916 | 1.8183 | 2.0613 | 1.9562 | 1.8565 | 1.7619 | 1.6721 | 1.5868 | 1.5059 | 1.4291 | 1.3562 | 1.2873 | 1.2217 | 1.1594 | 1.1003
Depreciation |  | -0.049816 | -0.047275 | -0.053595 | -0.050862 | -0.04827 | -0.045808 | -0.043474 | -0.041257 | -0.039153 | -0.037156 | -0.035261 | -0.033471 | -0.031764 | -0.030144
Load Growth |  | -0.0479 | -0.045457 | -0.051534 | -0.048906 | -0.046413 | -0.044046 | -0.041802 | -0.039671 | -0.037647 | -0.035727 | -0.033905 | -0.032183 | -0.030542 | -0.028985
Postage Stamp Percentage | 0.2 | 0.2 | 0.2 | 0.2 | 0.2 | 0.2 | 0.2 | 0.2 | 0.2 | 0.2 | 0.2 | 0.2 | 0.2 | 0.2 | 0.2
New 345 kV Plant |  | 2737.7481 | 85108.1399 | 116286.9236 | 300407.9356 | 117332.0605 | 462126.1944 | 98052.9465 | 0 | 0 | 0 | 1972508.3799 | 391.1069 | 57336.2669 | 0
New Plant Rev Reqmt |  | 547.5496 | 17021.628 | 23257.3847 | 60081.5871 | 23466.4121 | 92425.2389 | 19610.5893 | 0 | 0 | 0 | 394501.676 | 78.2214 | 11467.2534 | 0
RECB Postage Stamp: |  | 5.2029e-07 | 1.578e-05 | 2.1035e-05 | 5.3014e-05 | 2.0201e-05 | 7.7623e-05 | 1.6068e-05 | 0 | 0 | 0 | 0.00029284 | 5.6648e-08 | 8.102e-06 | 0
Rest of New Plant |  | 0 | 0 | 0 | 0 | 0 | 0 | 0 | 0 | 0 | 0 | 0 | 0 | 0 | 0
Rest of New Plant Rev Reqmt |  | 0 | 0 | 0 | 0 | 0 | 0 | 0 | 0 | 0 | 0 | 0 | 0 | 0 | 0
RECB LODF LP: |  | 0 | 0 | 0 | 0 | 0 | 0 | 0 | 0 | 0 | 0 | 0 | 0 | 0 | 0
Exclude List LP: |  | 0 | 0.33577 | 0 | 0 | 0 | 0 | 0 | 0 | 0 | 0 | 0 | 0 | 0 | 0
Total New Capital Dollars |  | 2737.7481 | 7168108.1399 | 116286.9236 | 300407.9356 | 117332.0605 | 462126.1944 | 98052.9465 | 0 | 0 | 0 | 1972508.3799 | 391.1069 | 57336.2669 | 0 | 10295287.7022
All New Plant in RECB 1:
$ per kW-Mo |  | 5.2029e-07 | 0.33579 | 0.31869 | 0.30249 | 0.28708 | 0.27252 | 0.25863 | 0.24544 | 0.23293 | 0.22105 | 0.21007 | 0.19935 | 0.18919 | 0.17955
Depreciation |  | 0 | -1.3527e-08 | -0.0087306 | -0.0082859 | -0.0078647 | -0.0074641 | -0.0070854 | -0.0067245 | -0.0063815 | -0.0060561 | -0.0057472 | -0.0054617 | -0.0051832 | -0.0049191
Load Growth |  | 0 | -1.3007e-08 | -0.0083948 | -0.0079672 | -0.0075622 | -0.007177 | -0.0068129 | -0.0064659 | -0.0061361 | -0.0058232 | -0.0055262 | -0.0052517 | -0.0049838 | -0.0047299
Postage Stamp Percentage | 0.2 | 0.2 | 0.2 | 0.2 | 0.2 | 0.2 | 0.2 | 0.2 | 0.2 | 0.2 | 0.2 | 0.2 | 0.2 | 0.2 | 0.2
New 345 kV Plant |  | 2737.7481 | 85108.1399 | 116286.9236 | 300407.9356 | 117332.0605 | 462126.1944 | 98052.9465 | 0 | 0 | 0 | 1972508.3799 | 391.1069 | 57336.2669 | 0
New 345 Plant Rev Reqmt |  | 547.5496 | 17021.628 | 23257.3847 | 60081.5871 | 23466.4121 | 92425.2389 | 19610.5893 | 0 | 0 | 0 | 394501.676 | 78.2214 | 11467.2534 | 0
RECB Postage Stamp: |  | 5.2029e-07 | 1.578e-05 | 2.1035e-05 | 5.3014e-05 | 2.0201e-05 | 7.7623e-05 | 1.6068e-05 | 0 | 0 | 0 | 0.00029284 | 5.6648e-08 | 8.102e-06 | 0
Rest of New Plant |  | 0 | 0 | 0 | 0 | 0 | 0 | 0 | 0 | 0 | 0 | 0 | 0 | 0 | 0
Rest of New Plant Rev Reqmt |  | 0 | 0 | 0 | 0 | 0 | 0 | 0 | 0 | 0 | 0 | 0 | 0 | 0 | 0
RECB LODF LP: |  | 0 | 0 | 0 | 0 | 0 | 0 | 0 | 0 | 0 | 0 | 0 | 0 | 0 | 0
Exclude List LP: |  | 0 | 0.33577 | 0 | 0 | 0 | 0 | 0 | 0 | 0 | 0 | 0 | 0 | 0 | 0
Total RECB1 Capital Dollars |  | 2737.7481 | 7168108.1399 | 116286.9236 | 300407.9356 | 117332.0605 | 462126.1944 | 98052.9465 | 0 | 0 | 0 | 1972508.3799 | 391.1069 | 57336.2669 | 0 | 10295287.7022
All Existing Plant in Hiway-Byway:
Existing All Plant Postage Stamp Rate | 1.6797 | 1.594 | 1.5127 | 1.4356 | 1.3623 | 1.2929 | 1.2269 | 1.1644 | 1.105 | 1.0486 | 0.99514 | 0.94439 | 0.89622 | 0.85052 | 0.80714
Depreciation |  | -0.043671 | -0.041444 | -0.03933 | -0.037324 | -0.035421 | -0.033614 | -0.0319 | -0.030273 | -0.028729 | -0.027264 | -0.025874 | -0.024554 | -0.023302 | -0.022113
Load Growth |  | -0.041991 | -0.03985 | -0.037818 | -0.035889 | -0.034059 | -0.032322 | -0.030673 | -0.029109 | -0.027624 | -0.026215 | -0.024878 | -0.02361 | -0.022406 | -0.021263
RECB1 (New) HB100 (Old) | 1.6797 | 1.594 | 1.8485 | 1.7542 | 1.6648 | 1.5799 | 1.4994 | 1.423 | 1.3504 | 1.2815 | 1.2162 | 1.1545 | 1.0956 | 1.0397 | 0.98668
Total Existing Capital Dollars |  | 33624576.772 | 32707466.4406 | 31815370.2934 | 30947606.0686 | 30103510.1131 | 29282436.8748 | 28483758.409 | 27706863.8984 | 26951159.1856 | 26216066.3188 | 25501023.11 | 24805482.7046 | 24128913.1639 | 23470797.0573 | 28267502.1721
Total New Capital Dollars |  | 2737.7481 | 7168108.1399 | 116286.9236 | 300407.9356 | 117332.0605 | 462126.1944 | 98052.9465 | 0 | 0 | 0 | 1972508.3799 | 391.1069 | 57336.2669 | 0 | 10295287.7022
345 kV Existing Plant in Hiway-Byway:
Existing 345 kV Postage Stamp Rate | 0.45688 | 0.43358 | 0.41147 | 0.39048 | 0.37057 | 0.35167 | 0.33374 | 0.31672 | 0.30056 | 0.28523 | 0.27069 | 0.25688 | 0.24378 | 0.23135 | 0.21955
Depreciation |  | -0.011879 | -0.011273 | -0.010698 | -0.010153 | -0.0096348 | -0.0091434 | -0.0086771 | -0.0082346 | -0.0078146 | -0.0074161 | -0.0070379 | -0.0066789 | -0.0063383 | -0.0060151
Load Growth |  | -0.011422 | -0.01084 | -0.010287 | -0.0097621 | -0.0092643 | -0.0087918 | -0.0083434 | -0.0079179 | -0.0075141 | -0.0071309 | -0.0067672 | -0.0064221 | -0.0060945 | -0.0057837
Byway Rate | 1.916 | 1.8183 | 1.7256 | 1.6375 | 1.554 | 1.4748 | 1.3996 | 1.3282 | 1.2604 | 1.1962 | 1.1352 | 1.0773 | 1.0223 | 0.97019 | 0.92071
Depreciation |  | -0.049816 | -0.047275 | -0.044864 | -0.042576 | -0.040405 | -0.038344 | -0.036389 | -0.034533 | -0.032772 | -0.0311 | -0.029514 | -0.028009 | -0.026581 | -0.025225
Load Growth |  | -0.0479 | -0.045457 | -0.043139 | -0.040939 | -0.038851 | -0.036869 | -0.034989 | -0.033205 | -0.031511 | -0.029904 | -0.028379 | -0.026932 | -0.025558 | -0.024255
RECB1 (New) HB345 (Old) | 2.3729 | 2.2519 | 2.4728 | 2.3467 | 2.2271 | 2.1135 | 2.0058 | 1.9035 | 1.8065 | 1.7143 | 1.6269 | 1.5442 | 1.4655 | 1.3907 | 1.3198
Total Existing Capital Dollars | 48833941.0292 | 47501995.2876 | 46206378.3662 | 44946099.3962 | 43720194.5352 | 42527726.2292 | 41367782.4963 | 40239476.2288 | 39141944.5146 | 38074347.978 | 37035870.1369 | 36025716.7789 | 35043115.3538 | 34087314.3825 | 33157582.8827 | 39933967.4691
Total New Capital Dollars | 0 | 2737.7481 | 7168108.1399 | 116286.9236 | 300407.9356 | 117332.0605 | 462126.1944 | 98052.9465 | 0 | 0 | 0 | 1972508.3799 | 391.1069 | 57336.2669 | 0 | 10295287.7022
All Existing and New Plant in Hiway-Byway:
$ per kW-Mo | 1.6797 | 1.6045 | 1.6003 | 1.6032 | 1.6212 | 1.6169 | 1.6967 | 1.6371 | 1.5608 | 1.4822 | 1.4077 | 1.7153 | 1.6342 | 1.5717 | 1.4916
Existing Plant Postage Stamp Rate | 1.6797 | 1.594 | 1.514 | 1.4369 | 1.3637 | 1.2942 | 1.2282 | 1.1657 | 1.1063 | 1.0499 | 0.99645 | 0.9457 | 0.89754 | 0.85183 | 0.80845
Depreciation |  | -0.043671 | -0.041444 | -0.03933 | -0.037324 | -0.035421 | -0.033614 | -0.0319 | -0.030273 | -0.028729 | -0.027264 | -0.025874 | -0.024554 | -0.023302 | -0.022113
Load Growth |  | -0.041991 | -0.03985 | -0.037818 | -0.035889 | -0.034059 | -0.032322 | -0.030673 | -0.029109 | -0.027624 | -0.026215 | -0.024878 | -0.02361 | -0.022406 | -0.021263
Existing All Plant |  | 33624576.772 | 32735861.0925 | 31844474.8117 | 30977438.1999 | 30134088.0476 | 29313779.2577 | 28515884.3515 | 27739792.9894 | 26984911.5039 | 26250662.445 | 25536484.1393 | 24841830.2598 | 24166169.4079 | 23508984.7074
Existing All Plant Rev Reqmt |  | 6724915.3544 | 6547172.2185 | 6368894.9623 | 6195487.64 | 6026817.6095 | 5862755.8515 | 5703176.8703 | 5547958.5979 | 5396982.3008 | 5250132.489 | 5107296.8279 | 4968366.052 | 4833233.8816 | 4701796.9415
New Plant Rate |  | 0.010476 | 0.086308 | 0.16633 | 0.25754 | 0.32277 | 0.46842 | 0.47141 | 0.45451 | 0.43227 | 0.41124 | 0.76965 | 0.73668 | 0.71982 | 0.68311
Depreciation |  | 0 | -0.00027237 | -0.002244 | -0.0043246 | -0.0066959 | -0.008392 | -0.012179 | -0.012257 | -0.011817 | -0.011239 | -0.010692 | -0.020011 | -0.019154 | -0.018715
Load Growth |  | 0 | -0.00026189 | -0.0021577 | -0.0041583 | -0.0064384 | -0.0080693 | -0.01171 | -0.011785 | -0.011363 | -0.010807 | -0.010281 | -0.019241 | -0.018417 | -0.017996
New All Plant Postage Stamp (Less Exclude List): |  | 0.010476 | 0.076367 | 0.084425 | 0.099687 | 0.078369 | 0.16211 | 0.026878 | 0.0071508 | 0.00093586 | 0.0010189 | 0.37938 | 0.0062801 | 0.020716 | 0
New All Plant |  | 215591.0828 | 1610922.4183 | 1825416.853 | 2209310.6235 | 1780271.4116 | 3774567.8888 | 641477.3719 | 174931.1473 | 23466.4121 | 26188.5159 | 9994428.3175 | 169579.5147 | 573382.2283 | 0
New All Plant Rev Reqmt |  | 43118.2166 | 322184.4837 | 365083.3706 | 441862.1247 | 356054.2823 | 754913.5778 | 128295.4744 | 34986.2295 | 4693.2824 | 5237.7032 | 1998885.6635 | 33915.9029 | 114676.4457 | 0
Exclude List LP: |  | 0 | 0 | 0 | 0 | 0 | 0 | 0 | 0 | 0 | 0 | 0 | 0 | 0 | 0
Exclud List New Plant |  | 0 | 0 | 0 | 0 | 0 | 0 | 0 | 0 | 0 | 0 | 0 | 0 | 0 | 0
Exclud List New Plant Rev Reqmt |  | 0 | 0 | 0 | 0 | 0 | 0 | 0 | 0 | 0 | 0 | 0 | 0 | 0 | 0
Total Existing Capital Dollars | 34567402.6801 | 33624576.772 | 32735861.0925 | 31844474.8117 | 30977438.1999 | 30134088.0476 | 29313779.2577 | 28515884.3515 | 27739792.9894 | 26984911.5039 | 26250662.445 | 25536484.1393 | 24841830.2598 | 24166169.4079 | 23508984.7074 | 28298209.8561
Total New Capital Dollars | 0 | 215591.0828 | 1610922.4183 | 1825416.853 | 2209310.6235 | 1780271.4116 | 3774567.8888 | 641477.3719 | 174931.1473 | 23466.4121 | 26188.5159 | 9994428.3175 | 169579.5147 | 573382.2283 | 0 | 23019533.7856
345 kV Existing and New Plant in Hiway-Byway - Rest in LP:
$ per kW-Mo | 2.3729 | 2.2525 | 2.4936 | 2.3933 | 2.339 | 2.2456 | 2.2303 | 2.1371 | 2.0281 | 1.9247 | 1.8265 | 2.1077 | 2.0003 | 1.9086 | 1.8113
Existing 345 PostageStamp Rate | 0.45688 | 0.43358 | 0.41147 | 0.39048 | 0.37057 | 0.35167 | 0.33374 | 0.31672 | 0.30056 | 0.28523 | 0.27069 | 0.25688 | 0.24378 | 0.23135 | 0.21955
Depreciation |  | -0.011879 | -0.011273 | -0.010698 | -0.010153 | -0.0096348 | -0.0091434 | -0.0086771 | -0.0082346 | -0.0078146 | -0.0074161 | -0.0070379 | -0.0066789 | -0.0063383 | -0.0060151
Load Growth |  | -0.011422 | -0.01084 | -0.010287 | -0.0097621 | -0.0092643 | -0.0087918 | -0.0083434 | -0.0079179 | -0.0075141 | -0.0071309 | -0.0067672 | -0.0064221 | -0.0060945 | -0.0057837
Existing 345 kV Plant |  | 9146203.4496 | 8896740.7505 | 8654082.1466 | 8418042.056 | 8188439.9589 | 7965100.2591 | 7747852.1495 | 7536529.4821 | 7330970.6405 | 7131018.4163 | 6936519.889 | 6747326.309 | 6563292.9839 | 6384279.1678
Existing 345 kV Plant Rev Reqmt |  | 1829240.6899 | 1779348.1501 | 1730816.4293 | 1683608.4112 | 1637687.9918 | 1593020.0518 | 1549570.4299 | 1507305.8964 | 1466194.1281 | 1426203.6833 | 1387303.9778 | 1349465.2618 | 1312658.5968 | 1276855.8336
Existing Rest of Plant Byway Rate | 1.916 | 1.8183 | 2.0613 | 1.9562 | 1.8564 | 1.7618 | 1.6719 | 1.5866 | 1.5057 | 1.4289 | 1.3561 | 1.2869 | 1.2213 | 1.159 | 1.0999
Depreciation |  | -0.049816 | -0.047275 | -0.053594 | -0.050861 | -0.048267 | -0.045806 | -0.04347 | -0.041253 | -0.039149 | -0.037152 | -0.035257 | -0.033459 | -0.031753 | -0.030133
Load Growth |  | -0.0479 | -0.045457 | -0.051533 | -0.048905 | -0.046411 | -0.044044 | -0.041798 | -0.039666 | -0.037643 | -0.035723 | -0.033901 | -0.032172 | -0.030532 | -0.028974
Rest of Plant |  | 38355791.838 | 44569712.6156 | 43354073.704 | 42171591.3438 | 41021361.1898 | 39902503.5634 | 38814162.7787 | 37755506.4889 | 36725725.0494 | 35724030.8987 | 34749657.9559 | 33801861.0352 | 32879915.2755 | 31983115.5863
Rest of Plant Rev Reqmt |  | 7671158.3676 | 8913942.5231 | 8670814.7408 | 8434318.2688 | 8204272.238 | 7980500.7127 | 7762832.5557 | 7551101.2978 | 7345145.0099 | 7144806.1797 | 6949931.5912 | 6760372.207 | 6575983.0551 | 6396623.1173
New Plant Rate |  | 0.00066515 | 0.020804 | 0.046634 | 0.11203 | 0.13214 | 0.22464 | 0.23372 | 0.2218 | 0.21049 | 0.19976 | 0.56394 | 0.53525 | 0.51831 | 0.49188
Depreciation |  | 0 | -1.7294e-05 | -0.00054091 | -0.0012125 | -0.0029128 | -0.0034357 | -0.0058406 | -0.0060768 | -0.0057669 | -0.0054728 | -0.0051937 | -0.014662 | -0.013917 | -0.013476
Load Growth |  | 0 | -1.6629e-05 | -0.00052011 | -0.0011659 | -0.0028008 | -0.0033035 | -0.0056159 | -0.0058431 | -0.0055451 | -0.0052623 | -0.0049939 | -0.014099 | -0.013381 | -0.012958
New EHV Postage Stamp (Less Exclude List): |  | 0.00066515 | 0.020173 | 0.026891 | 0.067774 | 0.025825 | 0.099235 | 0.020542 | 0 | 0 | 0 | 0.37437 | 7.242e-05 | 0.010358 | 0
New 345 kV Plant |  | 13688.7404 | 425540.6993 | 581434.6181 | 1502039.678 | 586660.3025 | 2310630.9722 | 490264.7324 | 0 | 0 | 0 | 9862541.8993 | 1955.5343 | 286681.3345 | 0
New 345 Plant Rev Reqmt |  | 2737.7481 | 85108.1399 | 116286.9236 | 300407.9356 | 117332.0605 | 462126.1944 | 98052.9465 | 0 | 0 | 0 | 1972508.3799 | 391.1069 | 57336.2669 | 0
New LV LP: |  | 0 | 0 | 0 | 0 | 0 | 0 | 0 | 0 | 0 | 0 | 0 | 0 | 0 | 0
New LV Plant |  | 0 | 0 | 0 | 0 | 0 | 0 | 0 | 0 | 0 | 0 | 0 | 0 | 0 | 0
New LV Rev Reqmt |  | 0 | 0 | 0 | 0 | 0 | 0 | 0 | 0 | 0 | 0 | 0 | 0 | 0 | 0
Exclude List LP: |  | 0 | 0 | 0 | 0 | 0 | 0 | 0 | 0 | 0 | 0 | 0 | 0 | 0 | 0
Exclud List New Plant |  | 0 | 0 | 0 | 0 | 0 | 0 | 0 | 0 | 0 | 0 | 0 | 0 | 0 | 0
Exclud List New Plant Rev Reqmt |  | 0 | 0 | 0 | 0 | 0 | 0 | 0 | 0 | 0 | 0 | 0 | 0 | 0 | 0
Total Existing Capital Dollars |  | 47501995.2876 | 53466453.3662 | 52008155.8506 | 50589633.3998 | 49209801.1488 | 47867603.8225 | 46562014.9282 | 45292035.971 | 44056695.6899 | 42855049.315 | 41686177.8449 | 40549187.3442 | 39443208.2594 | 38367394.7541 | 45675386.213
Total New Capital Dollars |  | 13688.7404 | 425540.6993 | 581434.6181 | 1502039.678 | 586660.3025 | 2310630.9722 | 490264.7324 | 0 | 0 | 0 | 9862541.8993 | 1955.5343 | 286681.3345 | 0 | 16061438.511
Exclude List LP:
Exclud List New Plant |  | 0 | 7083000 | 0 | 0 | 0 | 0 | 0 | 0 | 0 | 0 | 0 | 0 | 0 | 0
Exclud List New Plant Rev Reqmt |  | 0 | 1416600 | 0 | 0 | 0 | 0 | 0 | 0 | 0 | 0 | 0 | 0 | 0 | 0
Exclude List LP: |  | 0 | 0.33577 | 0 | 0 | 0 | 0 | 0 | 0 | 0 | 0 | 0 | 0 | 0 | 0
Exclude List Capital Dollars |  | 0 | 7083000 | 0 | 0 | 0 | 0 | 0 | 0 | 0 | 0 | 0 | 0 | 0 | 0 | 7083000
Exclud List New 345 kV Plant |  | 0 | 0 | 0 | 0 | 0 | 0 | 0 | 0 | 0 | 0 | 0 | 0 | 0 | 0
Exclud List New 345 kV Plant Rev Reqmt |  | 0 | 0 | 0 | 0 | 0 | 0 | 0 | 0 | 0 | 0 | 0 | 0 | 0 | 0
Exclude List 345kV LP: |  | 0 | 0 | 0 | 0 | 0 | 0 | 0 | 0 | 0 | 0 | 0 | 0 | 0 | 0
Exclude List 345 kV Capital Dollars |  | 0 | 0 | 0 | 0 | 0 | 0 | 0 | 0 | 0 | 0 | 0 | 0 | 0 | 0 | 0
Exclud List New LV Plant |  | 0 | 7083000 | 0 | 0 | 0 | 0 | 0 | 0 | 0 | 0 | 0 | 0 | 0 | 0
Exclud List New LV Plant Rev Reqmt |  | 0 | 1416600 | 0 | 0 | 0 | 0 | 0 | 0 | 0 | 0 | 0 | 0 | 0 | 0
Exclude List LV LP: |  | 0 | 0.33577 | 0 | 0 | 0 | 0 | 0 | 0 | 0 | 0 | 0 | 0 | 0 | 0
Exclude List LV Capital Dollars |  | 0 | 7083000 | 0 | 0 | 0 | 0 | 0 | 0 | 0 | 0 | 0 | 0 | 0 | 0 | 7083000
Exclude List Postage Stamp:
Exclud List New Plant |  | 0 | 7083000 | 0 | 0 | 0 | 0 | 0 | 0 | 0 | 0 | 0 | 0 | 0 | 0
Exclud List New Plant Rev Reqmt |  | 0 | 1416600 | 0 | 0 | 0 | 0 | 0 | 0 | 0 | 0 | 0 | 0 | 0 | 0
Exclude List Postage Stamp: |  | 0 | 0.0013132 | 0 | 0 | 0 | 0 | 0 | 0 | 0 | 0 | 0 | 0 | 0 | 0
Exclude List Capital Dollars |  | 0 | 7083000 | 0 | 0 | 0 | 0 | 0 | 0 | 0 | 0 | 0 | 0 | 0 | 0 | 7083000
Exclud List New 345 kV Plant |  | 0 | 0 | 0 | 0 | 0 | 0 | 0 | 0 | 0 | 0 | 0 | 0 | 0 | 0
Exclud List New 345 kV Plant Rev Reqmt |  | 0 | 0 | 0 | 0 | 0 | 0 | 0 | 0 | 0 | 0 | 0 | 0 | 0 | 0
Exclude List 345kV Postage Stamp: |  | 0 | 0 | 0 | 0 | 0 | 0 | 0 | 0 | 0 | 0 | 0 | 0 | 0 | 0
Exclude List 345 kV Capital Dollars |  | 0 | 0 | 0 | 0 | 0 | 0 | 0 | 0 | 0 | 0 | 0 | 0 | 0 | 0 | 0
Exclud List New LV Plant |  | 0 | 7083000 | 0 | 0 | 0 | 0 | 0 | 0 | 0 | 0 | 0 | 0 | 0 | 0
Exclud List New LV Plant Rev Reqmt |  | 0 | 1416600 | 0 | 0 | 0 | 0 | 0 | 0 | 0 | 0 | 0 | 0 | 0 | 0
Exclude List LV Postage Stamp: |  | 0 | 0.0013132 | 0 | 0 | 0 | 0 | 0 | 0 | 0 | 0 | 0 | 0 | 0 | 0
Exclude List LV Capital Dollars |  | 0 | 7083000 | 0 | 0 | 0 | 0 | 0 | 0 | 0 | 0 | 0 | 0 | 0 | 0 | 7083000
Coincident Load kW: | 343000 | 351575 | 360364.375 | 369373.4844 | 378607.8215 | 388073.017 | 397774.8424 | 407719.2135 | 417912.1938 | 428359.9987 | 439068.9987 | 450045.7236 | 461296.8667 | 472829.2884 | 484650.0206

## SMMPA
SMMPA
All New Plant in Local Zone Rate (License Plate): | 2006 | 2007 | 2008 | 2009 | 2010 | 2011 | 2012 | 2013 | 2014 | 2015 | 2016 | 2017 | 2018 | 2019 | 2020 |  |  |  | Capital Dollars 2007-2020
$ per kW-Mo | 2.519 | 2.3905 | 2.2686 | 2.1529 | 2.0431 | 1.9389 | 2.9492 | 2.7988 | 2.656 | 2.5206 | 2.392 | 2.27 | 2.1543 | 2.0444 | 1.9401 |  | LP | New | 19734000
Depreciation | 0.026 | -0.065494 | -0.062154 | -0.058984 | -0.055976 | -0.053121 | -0.050412 | -0.076679 | -0.072768 | -0.069057 | -0.065535 | -0.062193 | -0.059021 | -0.056011 | -0.053154 |  | HB100 | New | 17160626.2069
Load Growth | 0.025 | -0.062975 | -0.059763 | -0.056715 | -0.053823 | -0.051078 | -0.048473 | -0.07373 | -0.069969 | -0.066401 | -0.063014 | -0.059801 | -0.056751 | -0.053857 | -0.05111 |  | HB345 | New | 15717498.0387
New All Plant |  | 0 | 0 | 0 | 0 | 0 | 19734000 | 0 | 0 | 0 | 0 | 0 | 0 | 0 | 0 |  | RECB 1 | New | 18930699.6077
New All Plant Rev Rqmt |  | 0 | 0 | 0 | 0 | 0 | 3946800 | 0 | 0 | 0 | 0 | 0 | 0 | 0 | 0
New All Plant LP: |  | 0 | 0 | 0 | 0 | 0 | 1.1091 | 0 | 0 | 0 | 0 | 0 | 0 | 0 | 0 |  | RECB 1 | New | 18930699.6077
Total New Capital Dollars |  | 0 | 0 | 0 | 0 | 0 | 19734000 | 0 | 0 | 0 | 0 | 0 | 0 | 0 | 0 | 19734000 | HB100 | Existing | 21072887.1878 | Average Balance
Total Existing and New Capital Dollars | 38646498 | 37592414.767 | 36567081.6543 | 35569714.5022 | 34599550.5391 | 33655847.7982 | 52471884.5495 | 51040713.8984 | 49648578.4268 | 48294413.4502 | 46977183.3234 | 45695880.6482 | 44449525.5035 | 43237164.6954 | 42057871.0284 | 42989844.6275
All New Plant in Regional Rate (Hiway-Byway 100kV): | [16 empty] | RECB 1 | New | 18930699.6077
$ per kW-Mo | 2.519 | 2.401 | 2.3549 | 2.3192 | 2.3007 | 2.2617 | 2.3084 | 2.2176 | 2.1116 | 2.0049 | 1.9037 | 2.186 | 2.0807 | 1.9953 | 1.8936 |  | HB345 | Existing | 34880753.7663 | Average Balance
Depreciation |  | -0.065494 | -0.062426 | -0.061228 | -0.0603 | -0.059817 | -0.058804 | -0.06002 | -0.057657 | -0.054903 | -0.052127 | -0.049495 | -0.056835 | -0.054099 | -0.051879
Load Growth |  | -0.062975 | -0.060025 | -0.058873 | -0.057981 | -0.057516 | -0.056542 | -0.057711 | -0.05544 | -0.052791 | -0.050122 | -0.047592 | -0.054649 | -0.052019 | -0.049884 |  | HB100 | New | 17160626.2069
New All Plant Postage Stamp (Less Exclude List): |  | 0.010476 | 0.076367 | 0.084425 | 0.099687 | 0.078369 | 0.16211 | 0.026878 | 0.0071508 | 0.00093586 | 0.0010189 | 0.37938 | 0.0062801 | 0.020716 | 0 |  |  | Existing | 21072887.1878 | Average Balance
Exclude List LP: |  | 0 | 0 | 0 | 0 | 0 | 0 | 0 | 0 | 0 | 0 | 0 | 0 | 0 | 0
Total New Capital Dollars |  | 160719.0667 | 1200912.1351 | 1360813.6715 | 1646999.2024 | 1327158.6004 | 2813868.8314 | 478209.2245 | 130407.8553 | 17493.7655 | 19523.0423 | 7450656.9119 | 126418.3146 | 427445.5853 | 0 | 17160626.2069 | HB345 | New | 15717498.0387
[18 empty] | Existing | 34880753.7663 | Average Balance
New 345 kV Plant in Regional Rate (Hiway-Byway 345kV):
$ per kW-Mo | 2.519 | 2.3912 | 2.2894 | 2.1995 | 2.1551 | 2.0711 | 2.2751 | 2.1796 | 2.0685 | 1.963 | 1.8629 | 2.1422 | 2.033 | 1.9397 | 1.8408 |  | Exclude List |  | 0
Depreciation |  | -0.065494 | -0.062171 | -0.059525 | -0.057188 | -0.056034 | -0.053848 | -0.059153 | -0.05667 | -0.05378 | -0.051037 | -0.048434 | -0.055698 | -0.052859 | -0.050432 |  |  | EHV | 0
Load Growth |  | -0.062975 | -0.05978 | -0.057235 | -0.054989 | -0.053879 | -0.051776 | -0.056878 | -0.05449 | -0.051711 | -0.049074 | -0.046571 | -0.053555 | -0.050826 | -0.048493 |  |  | LV | 0
New EHV Postage Stamp (Less Exclude List): |  | 0.00066515 | 0.020173 | 0.026891 | 0.067774 | 0.025825 | 0.099235 | 0.020542 | 0 | 0 | 0 | 0.37437 | 7.242e-05 | 0.010358 | 0
New LV Plant |  | 0 | 0 | 0 | 0 | 0 | 3744000 | 0 | 0 | 0 | 0 | 0 | 0 | 0 | 0
New LV Rev Reqmt |  | 0 | 0 | 0 | 0 | 0 | 748800 | 0 | 0 | 0 | 0 | 0 | 0 | 0 | 0
LV LP: |  | 0 | 0 | 0 | 0 | 0 | 0.21043 | 0 | 0 | 0 | 0 | 0 | 0 | 0 | 0
Exclude List LP: |  | 0 | 0 | 0 | 0 | 0 | 0 | 0 | 0 | 0 | 0 | 0 | 0 | 0 | 0
Total New Capital Dollars |  | 10204.6966 | 317232.5271 | 433448.4893 | 1119742.1157 | 437344.1381 | 5466531.6023 | 365483.0673 | 0 | 0 | 0 | 7352338.0865 | 1457.8138 | 213715.5021 | 0 | 15717498.0387
RECB 1:
$ per kW-Mo | 2.519 | 2.3905 | 2.2686 | 2.1529 | 2.0432 | 1.939 | 2.7928 | 2.6504 | 2.5152 | 2.3869 | 2.2652 | 2.1499 | 2.0403 | 1.9362 | 1.8375
Depreciation |  | -0.065494 | -0.062154 | -0.058984 | -0.055976 | -0.053123 | -0.050414 | -0.072613 | -0.06891 | -0.065396 | -0.06206 | -0.058895 | -0.055897 | -0.053047 | -0.050341
Load Growth |  | -0.062975 | -0.059763 | -0.056716 | -0.053824 | -0.05108 | -0.048475 | -0.06982 | -0.06626 | -0.06288 | -0.059673 | -0.05663 | -0.053747 | -0.051006 | -0.048405
Postage Stamp Percentage | 0.2 | 0.2 | 0.2 | 0.2 | 0.2 | 0.2 | 0.2 | 0.2 | 0.2 | 0.2 | 0.2 | 0.2 | 0.2 | 0.2 | 0.2
New 345 kV Plant |  | 2040.9393 | 63446.5054 | 86689.6979 | 223948.4231 | 87468.8276 | 344506.3205 | 73096.6135 | 0 | 0 | 0 | 1470467.6173 | 291.5628 | 42743.1004 | 0
New Plant Rev Reqmt |  | 408.1879 | 12689.3011 | 17337.9396 | 44789.6846 | 17493.7655 | 68901.2641 | 14619.3227 | 0 | 0 | 0 | 294093.5235 | 58.3126 | 8548.6201 | 0
RECB Postage Stamp: |  | 3.8786e-07 | 1.1763e-05 | 1.5681e-05 | 3.9521e-05 | 1.5059e-05 | 5.7867e-05 | 1.1979e-05 | 0 | 0 | 0 | 0.00021831 | 4.223e-08 | 6.0399e-06 | 0
Rest of New Plant |  | 0 | 0 | 0 | 0 | 0 | 16536000 | 0 | 0 | 0 | 0 | 0 | 0 | 0 | 0
Rest of New Plant Rev Reqmt |  | 0 | 0 | 0 | 0 | 0 | 3307200 | 0 | 0 | 0 | 0 | 0 | 0 | 0 | 0
RECB LODF LP: |  | 0 | 0 | 0 | 0 | 0 | 0.95264 | 0 | 0 | 0 | 0 | 0 | 0 | 0 | 0
Exclude List LP: |  | 0 | 0 | 0 | 0 | 0 | 0 | 0 | 0 | 0 | 0 | 0 | 0 | 0 | 0
Total New Capital Dollars |  | 2040.9393 | 63446.5054 | 86689.6979 | 223948.4231 | 87468.8276 | 16880506.3205 | 73096.6135 | 0 | 0 | 0 | 1470467.6173 | 291.5628 | 42743.1004 | 0 | 18930699.6077
All New Plant in RECB 1:
$ per kW-Mo |  | 3.8786e-07 | 1.2132e-05 | 2.7194e-05 | 6.5328e-05 | 7.7055e-05 | 0.95277 | 0.90419 | 0.85808 | 0.81432 | 0.77279 | 0.73359 | 0.69618 | 0.66068 | 0.62699
Depreciation |  | 0 | -1.0084e-08 | -3.1542e-07 | -7.0704e-07 | -1.6985e-06 | -2.0034e-06 | -0.024772 | -0.023509 | -0.02231 | -0.021172 | -0.020092 | -0.019073 | -0.018101 | -0.017178
Load Growth |  | 0 | -9.6966e-09 | -3.0329e-07 | -6.7984e-07 | -1.6332e-06 | -1.9264e-06 | -0.023819 | -0.022605 | -0.021452 | -0.020358 | -0.01932 | -0.01834 | -0.017404 | -0.016517
Postage Stamp Percentage | 0.2 | 0.2 | 0.2 | 0.2 | 0.2 | 0.2 | 0.2 | 0.2 | 0.2 | 0.2 | 0.2 | 0.2 | 0.2 | 0.2 | 0.2
New 345 kV Plant |  | 2040.9393 | 63446.5054 | 86689.6979 | 223948.4231 | 87468.8276 | 344506.3205 | 73096.6135 | 0 | 0 | 0 | 1470467.6173 | 291.5628 | 42743.1004 | 0
New 345 Plant Rev Reqmt |  | 408.1879 | 12689.3011 | 17337.9396 | 44789.6846 | 17493.7655 | 68901.2641 | 14619.3227 | 0 | 0 | 0 | 294093.5235 | 58.3126 | 8548.6201 | 0
RECB Postage Stamp: |  | 3.8786e-07 | 1.1763e-05 | 1.5681e-05 | 3.9521e-05 | 1.5059e-05 | 5.7867e-05 | 1.1979e-05 | 0 | 0 | 0 | 0.00021831 | 4.223e-08 | 6.0399e-06 | 0
Rest of New Plant |  | 0 | 0 | 0 | 0 | 0 | 16536000 | 0 | 0 | 0 | 0 | 0 | 0 | 0 | 0
Rest of New Plant Rev Reqmt |  | 0 | 0 | 0 | 0 | 0 | 3307200 | 0 | 0 | 0 | 0 | 0 | 0 | 0 | 0
RECB LODF LP: |  | 0 | 0 | 0 | 0 | 0 | 0.95264 | 0 | 0 | 0 | 0 | 0 | 0 | 0 | 0
Exclude List LP: |  | 0 | 0 | 0 | 0 | 0 | 0 | 0 | 0 | 0 | 0 | 0 | 0 | 0 | 0
Total RECB1 Capital Dollars |  | 2040.9393 | 63446.5054 | 86689.6979 | 223948.4231 | 87468.8276 | 16880506.3205 | 73096.6135 | 0 | 0 | 0 | 1470467.6173 | 291.5628 | 42743.1004 | 0 | 18930699.6077
All Existing Plant in Hiway-Byway:
Existing All Plant Postage Stamp Rate | 1.6797 | 1.594 | 1.5127 | 1.4356 | 1.3623 | 1.2929 | 1.2269 | 1.1644 | 1.105 | 1.0486 | 0.99514 | 0.94439 | 0.89622 | 0.85052 | 0.80714
Depreciation |  | -0.043671 | -0.041444 | -0.03933 | -0.037324 | -0.035421 | -0.033614 | -0.0319 | -0.030273 | -0.028729 | -0.027264 | -0.025874 | -0.024554 | -0.023302 | -0.022113
Load Growth |  | -0.041991 | -0.03985 | -0.037818 | -0.035889 | -0.034059 | -0.032322 | -0.030673 | -0.029109 | -0.027624 | -0.026215 | -0.024878 | -0.02361 | -0.022406 | -0.021263
RECB1 (New) HB100 (Old) | 1.6797 | 1.594 | 1.5127 | 1.4356 | 1.3624 | 1.2929 | 2.1797 | 2.0685 | 1.9631 | 1.8629 | 1.7679 | 1.678 | 1.5924 | 1.5112 | 1.4341
Total Existing Capital Dollars |  | 25066484.7831 | 24382796.4106 | 23717755.6385 | 23070853.8535 | 22441596.3146 | 21829501.7752 | 21234102.1142 | 20654941.9791 | 20091578.4366 | 19543580.6347 | 19010529.4729 | 18492017.2816 | 17987647.5102 | 17497034.4244 | 21072887.1878
Total New Capital Dollars |  | 2040.9393 | 63446.5054 | 86689.6979 | 223948.4231 | 87468.8276 | 16880506.3205 | 73096.6135 | 0 | 0 | 0 | 1470467.6173 | 291.5628 | 42743.1004 | 0 | 18930699.6077
345 kV Existing Plant in Hiway-Byway:
Existing 345 kV Postage Stamp Rate | 0.45688 | 0.43358 | 0.41147 | 0.39048 | 0.37057 | 0.35167 | 0.33374 | 0.31672 | 0.30056 | 0.28523 | 0.27069 | 0.25688 | 0.24378 | 0.23135 | 0.21955
Depreciation |  | -0.011879 | -0.011273 | -0.010698 | -0.010153 | -0.0096348 | -0.0091434 | -0.0086771 | -0.0082346 | -0.0078146 | -0.0074161 | -0.0070379 | -0.0066789 | -0.0063383 | -0.0060151
Load Growth |  | -0.011422 | -0.01084 | -0.010287 | -0.0097621 | -0.0092643 | -0.0087918 | -0.0083434 | -0.0079179 | -0.0075141 | -0.0071309 | -0.0067672 | -0.0064221 | -0.0060945 | -0.0057837
Byway Rate | 2.3234 | 2.2049 | 2.0924 | 1.9857 | 1.8844 | 1.7883 | 1.6971 | 1.6106 | 1.5284 | 1.4505 | 1.3765 | 1.3063 | 1.2397 | 1.1765 | 1.1165
Depreciation |  | -0.060407 | -0.057327 | -0.054403 | -0.051628 | -0.048995 | -0.046497 | -0.044125 | -0.041875 | -0.039739 | -0.037713 | -0.035789 | -0.033964 | -0.032232 | -0.030588
Load Growth |  | -0.058084 | -0.055122 | -0.052311 | -0.049643 | -0.047111 | -0.044708 | -0.042428 | -0.040264 | -0.038211 | -0.036262 | -0.034413 | -0.032658 | -0.030992 | -0.029412
RECB1 (New) HB345 (Old) | 2.7802 | 2.6385 | 2.5039 | 2.3762 | 2.2551 | 2.1401 | 2.9836 | 2.8315 | 2.6871 | 2.55 | 2.42 | 2.2968 | 2.1796 | 2.0685 | 1.963
Total Existing Capital Dollars | 42654531.4787 | 41491129.1326 | 40359458.5855 | 39258654.3526 | 38187874.5551 | 37146300.2767 | 36133134.9366 | 35147603.6812 | 34188952.7908 | 33256449.1034 | 32349379.4541 | 31467050.1295 | 30608786.3372 | 29773931.6899 | 28961847.7031 | 34880753.7663
Total New Capital Dollars | 0 | 2040.9393 | 63446.5054 | 86689.6979 | 223948.4231 | 87468.8276 | 16880506.3205 | 73096.6135 | 0 | 0 | 0 | 1470467.6173 | 291.5628 | 42743.1004 | 0 | 18930699.6077
All Existing and New Plant in Hiway-Byway:
$ per kW-Mo | 1.6797 | 1.6045 | 1.599 | 1.6019 | 1.6199 | 1.6156 | 1.6953 | 1.6358 | 1.5595 | 1.4809 | 1.4064 | 1.714 | 1.6329 | 1.5703 | 1.4903
Existing Plant Postage Stamp Rate | 1.6797 | 1.594 | 1.5127 | 1.4356 | 1.3623 | 1.2929 | 1.2269 | 1.1644 | 1.105 | 1.0486 | 0.99514 | 0.94439 | 0.89622 | 0.85052 | 0.80714
Depreciation |  | -0.043671 | -0.041444 | -0.03933 | -0.037324 | -0.035421 | -0.033614 | -0.0319 | -0.030273 | -0.028729 | -0.027264 | -0.025874 | -0.024554 | -0.023302 | -0.022113
Load Growth |  | -0.041991 | -0.03985 | -0.037818 | -0.035889 | -0.034059 | -0.032322 | -0.030673 | -0.029109 | -0.027624 | -0.026215 | -0.024878 | -0.02361 | -0.022406 | -0.021263
Existing All Plant |  | 25066484.7831 | 24382796.4106 | 23717755.6385 | 23070853.8535 | 22441596.3146 | 21829501.7752 | 21234102.1142 | 20654941.9791 | 20091578.4366 | 19543580.6347 | 19010529.4729 | 18492017.2816 | 17987647.5102 | 17497034.4244
Existing All Plant Rev Reqmt |  | 5013296.9566 | 4876559.2821 | 4743551.1277 | 4614170.7707 | 4488319.2629 | 4365900.355 | 4246820.4228 | 4130988.3958 | 4018315.6873 | 3908716.1269 | 3802105.8946 | 3698403.4563 | 3597529.502 | 3499406.8849
New Plant Rate |  | 0.010476 | 0.086308 | 0.16633 | 0.25754 | 0.32277 | 0.46842 | 0.47141 | 0.45451 | 0.43227 | 0.41124 | 0.76965 | 0.73668 | 0.71982 | 0.68311
Depreciation |  | 0 | -0.00027237 | -0.002244 | -0.0043246 | -0.0066959 | -0.008392 | -0.012179 | -0.012257 | -0.011817 | -0.011239 | -0.010692 | -0.020011 | -0.019154 | -0.018715
Load Growth |  | 0 | -0.00026189 | -0.0021577 | -0.0041583 | -0.0064384 | -0.0080693 | -0.01171 | -0.011785 | -0.011363 | -0.010807 | -0.010281 | -0.019241 | -0.018417 | -0.017996
New All Plant Postage Stamp (Less Exclude List): |  | 0.010476 | 0.076367 | 0.084425 | 0.099687 | 0.078369 | 0.16211 | 0.026878 | 0.0071508 | 0.00093586 | 0.0010189 | 0.37938 | 0.0062801 | 0.020716 | 0
New All Plant |  | 160719.0667 | 1200912.1351 | 1360813.6715 | 1646999.2024 | 1327158.6004 | 2813868.8314 | 478209.2245 | 130407.8553 | 17493.7655 | 19523.0423 | 7450656.9119 | 126418.3146 | 427445.5853 | 0
New All Plant Rev Reqmt |  | 32143.8133 | 240182.427 | 272162.7343 | 329399.8405 | 265431.7201 | 562773.7663 | 95641.8449 | 26081.5711 | 3498.7531 | 3904.6085 | 1490131.3824 | 25283.6629 | 85489.1171 | 0
Exclude List LP: |  | 0 | 0 | 0 | 0 | 0 | 0 | 0 | 0 | 0 | 0 | 0 | 0 | 0 | 0
Exclud List New Plant |  | 0 | 0 | 0 | 0 | 0 | 0 | 0 | 0 | 0 | 0 | 0 | 0 | 0 | 0
Exclud List New Plant Rev Reqmt |  | 0 | 0 | 0 | 0 | 0 | 0 | 0 | 0 | 0 | 0 | 0 | 0 | 0 | 0
Total Existing Capital Dollars | 25769343.6306 | 25066484.7831 | 24382796.4106 | 23717755.6385 | 23070853.8535 | 22441596.3146 | 21829501.7752 | 21234102.1142 | 20654941.9791 | 20091578.4366 | 19543580.6347 | 19010529.4729 | 18492017.2816 | 17987647.5102 | 17497034.4244 | 21072887.1878
Total New Capital Dollars | 0 | 160719.0667 | 1200912.1351 | 1360813.6715 | 1646999.2024 | 1327158.6004 | 2813868.8314 | 478209.2245 | 130407.8553 | 17493.7655 | 19523.0423 | 7450656.9119 | 126418.3146 | 427445.5853 | 0 | 17160626.2069
345 kV Existing and New Plant in Hiway-Byway - Rest in LP:
$ per kW-Mo | 2.7802 | 2.6391 | 2.5247 | 2.4228 | 2.367 | 2.2721 | 2.4712 | 2.3657 | 2.2451 | 2.1306 | 2.0219 | 2.2932 | 2.1763 | 2.0756 | 1.9698
Existing 345 PostageStamp Rate | 0.45688 | 0.43358 | 0.41147 | 0.39048 | 0.37057 | 0.35167 | 0.33374 | 0.31672 | 0.30056 | 0.28523 | 0.27069 | 0.25688 | 0.24378 | 0.23135 | 0.21955
Depreciation |  | -0.011879 | -0.011273 | -0.010698 | -0.010153 | -0.0096348 | -0.0091434 | -0.0086771 | -0.0082346 | -0.0078146 | -0.0074161 | -0.0070379 | -0.0066789 | -0.0063383 | -0.0060151
Load Growth |  | -0.011422 | -0.01084 | -0.010287 | -0.0097621 | -0.0092643 | -0.0087918 | -0.0083434 | -0.0079179 | -0.0075141 | -0.0071309 | -0.0067672 | -0.0064221 | -0.0060945 | -0.0057837
Existing 345 kV Plant |  | 6818321.3471 | 6632351.6324 | 6451454.2416 | 6275490.8272 | 6104326.8149 | 5937831.301 | 5775876.9523 | 5618339.9084 | 5465099.6874 | 5316039.0934 | 5171044.1271 | 5030003.8986 | 4892810.5422 | 4759359.1347
Existing 345 kV Plant Rev Reqmt |  | 1363664.2694 | 1326470.3265 | 1290290.8483 | 1255098.1654 | 1220865.363 | 1187566.2602 | 1155175.3905 | 1123667.9817 | 1093019.9375 | 1063207.8187 | 1034208.8254 | 1006000.7797 | 978562.1084 | 951871.8269
Existing Rest of Plant Byway Rate | 2.3234 | 2.2049 | 2.0924 | 1.9857 | 1.8844 | 1.7883 | 1.6971 | 1.6106 | 1.5284 | 1.4505 | 1.3765 | 1.3063 | 1.2397 | 1.1765 | 1.1165
Depreciation |  | -0.060407 | -0.057327 | -0.054403 | -0.051628 | -0.048995 | -0.046497 | -0.044125 | -0.041875 | -0.039739 | -0.037713 | -0.035789 | -0.033964 | -0.032232 | -0.030588
Load Growth |  | -0.058084 | -0.055122 | -0.052311 | -0.049643 | -0.047111 | -0.044708 | -0.042428 | -0.040264 | -0.038211 | -0.036262 | -0.034413 | -0.032658 | -0.030992 | -0.029412
Rest of Plant |  | 34672807.7855 | 33727106.9531 | 32807200.111 | 31912383.728 | 31041973.4618 | 30195303.6356 | 29371726.729 | 28570612.8824 | 27791349.4161 | 27033340.3607 | 26296006.0024 | 25578782.4387 | 24881121.1477 | 24202488.5684
Rest of Plant Rev Reqmt |  | 6934561.5571 | 6745421.3906 | 6561440.0222 | 6382476.7456 | 6208394.6924 | 6039060.7271 | 5874345.3458 | 5714122.5765 | 5558269.8832 | 5406668.0721 | 5259201.2005 | 5115756.4877 | 4976224.2295 | 4840497.7137
New Plant Rate |  | 0.00066515 | 0.020804 | 0.046634 | 0.11203 | 0.13214 | 0.44033 | 0.43842 | 0.41606 | 0.39484 | 0.3747 | 0.72996 | 0.69281 | 0.66783 | 0.63377
Depreciation |  | 0 | -1.7294e-05 | -0.00054091 | -0.0012125 | -0.0029128 | -0.0034357 | -0.011449 | -0.011399 | -0.010817 | -0.010266 | -0.0097422 | -0.018979 | -0.018013 | -0.017364
Load Growth |  | 0 | -1.6629e-05 | -0.00052011 | -0.0011659 | -0.0028008 | -0.0033035 | -0.011008 | -0.01096 | -0.010401 | -0.0098709 | -0.0093675 | -0.018249 | -0.01732 | -0.016696
New EHV Postage Stamp (Less Exclude List): |  | 0.00066515 | 0.020173 | 0.026891 | 0.067774 | 0.025825 | 0.099235 | 0.020542 | 0 | 0 | 0 | 0.37437 | 7.242e-05 | 0.010358 | 0
New 345 kV Plant |  | 10204.6966 | 317232.5271 | 433448.4893 | 1119742.1157 | 437344.1381 | 1722531.6023 | 365483.0673 | 0 | 0 | 0 | 7352338.0865 | 1457.8138 | 213715.5021 | 0
New 345 Plant Rev Reqmt |  | 2040.9393 | 63446.5054 | 86689.6979 | 223948.4231 | 87468.8276 | 344506.3205 | 73096.6135 | 0 | 0 | 0 | 1470467.6173 | 291.5628 | 42743.1004 | 0
New LV LP: |  | 0 | 0 | 0 | 0 | 0 | 0.21569 | 0 | 0 | 0 | 0 | 0 | 0 | 0 | 0
New LV Plant |  | 0 | 0 | 0 | 0 | 0 | 3744000 | 0 | 0 | 0 | 0 | 0 | 0 | 0 | 0
New LV Rev Reqmt |  | 0 | 0 | 0 | 0 | 0 | 748800 | 0 | 0 | 0 | 0 | 0 | 0 | 0 | 0
Exclude List LP: |  | 0 | 0 | 0 | 0 | 0 | 0 | 0 | 0 | 0 | 0 | 0 | 0 | 0 | 0
Exclud List New Plant |  | 0 | 0 | 0 | 0 | 0 | 0 | 0 | 0 | 0 | 0 | 0 | 0 | 0 | 0
Exclud List New Plant Rev Reqmt |  | 0 | 0 | 0 | 0 | 0 | 0 | 0 | 0 | 0 | 0 | 0 | 0 | 0 | 0
Total Existing Capital Dollars |  | 41491129.1326 | 40359458.5855 | 39258654.3526 | 38187874.5551 | 37146300.2767 | 36133134.9366 | 35147603.6812 | 34188952.7908 | 33256449.1034 | 32349379.4541 | 31467050.1295 | 30608786.3372 | 29773931.6899 | 28961847.7031 | 34880753.7663
Total New Capital Dollars |  | 10204.6966 | 317232.5271 | 433448.4893 | 1119742.1157 | 437344.1381 | 5466531.6023 | 365483.0673 | 0 | 0 | 0 | 7352338.0865 | 1457.8138 | 213715.5021 | 0 | 15717498.0387
Exclude List LP:
Exclud List New Plant |  | 0 | 0 | 0 | 0 | 0 | 0 | 0 | 0 | 0 | 0 | 0 | 0 | 0 | 0
Exclud List New Plant Rev Reqmt |  | 0 | 0 | 0 | 0 | 0 | 0 | 0 | 0 | 0 | 0 | 0 | 0 | 0 | 0
Exclude List LP: |  | 0 | 0 | 0 | 0 | 0 | 0 | 0 | 0 | 0 | 0 | 0 | 0 | 0 | 0
Exclude List Capital Dollars |  | 0 | 0 | 0 | 0 | 0 | 0 | 0 | 0 | 0 | 0 | 0 | 0 | 0 | 0 | 0
Exclud List New 345 kV Plant |  | 0 | 0 | 0 | 0 | 0 | 0 | 0 | 0 | 0 | 0 | 0 | 0 | 0 | 0
Exclud List New 345 kV Plant Rev Reqmt |  | 0 | 0 | 0 | 0 | 0 | 0 | 0 | 0 | 0 | 0 | 0 | 0 | 0 | 0
Exclude List 345kV LP: |  | 0 | 0 | 0 | 0 | 0 | 0 | 0 | 0 | 0 | 0 | 0 | 0 | 0 | 0
Exclude List 345 kV Capital Dollars |  | 0 | 0 | 0 | 0 | 0 | 0 | 0 | 0 | 0 | 0 | 0 | 0 | 0 | 0 | 0
Exclud List New LV Plant |  | 0 | 0 | 0 | 0 | 0 | 0 | 0 | 0 | 0 | 0 | 0 | 0 | 0 | 0
Exclud List New LV Plant Rev Reqmt |  | 0 | 0 | 0 | 0 | 0 | 0 | 0 | 0 | 0 | 0 | 0 | 0 | 0 | 0
Exclude List LV LP: |  | 0 | 0 | 0 | 0 | 0 | 0 | 0 | 0 | 0 | 0 | 0 | 0 | 0 | 0
Exclude List LV Capital Dollars |  | 0 | 0 | 0 | 0 | 0 | 0 | 0 | 0 | 0 | 0 | 0 | 0 | 0 | 0 | 0
Exclude List Postage Stamp:
Exclud List New Plant |  | 0 | 0 | 0 | 0 | 0 | 0 | 0 | 0 | 0 | 0 | 0 | 0 | 0 | 0
Exclud List New Plant Rev Reqmt |  | 0 | 0 | 0 | 0 | 0 | 0 | 0 | 0 | 0 | 0 | 0 | 0 | 0 | 0
Exclude List Postage Stamp: |  | 0 | 0 | 0 | 0 | 0 | 0 | 0 | 0 | 0 | 0 | 0 | 0 | 0 | 0
Exclude List Capital Dollars |  | 0 | 0 | 0 | 0 | 0 | 0 | 0 | 0 | 0 | 0 | 0 | 0 | 0 | 0 | 0
Exclud List New 345 kV Plant |  | 0 | 0 | 0 | 0 | 0 | 0 | 0 | 0 | 0 | 0 | 0 | 0 | 0 | 0
Exclud List New 345 kV Plant Rev Reqmt |  | 0 | 0 | 0 | 0 | 0 | 0 | 0 | 0 | 0 | 0 | 0 | 0 | 0 | 0
Exclude List 345kV Postage Stamp: |  | 0 | 0 | 0 | 0 | 0 | 0 | 0 | 0 | 0 | 0 | 0 | 0 | 0 | 0
Exclude List 345 kV Capital Dollars |  | 0 | 0 | 0 | 0 | 0 | 0 | 0 | 0 | 0 | 0 | 0 | 0 | 0 | 0 | 0
Exclud List New LV Plant |  | 0 | 0 | 0 | 0 | 0 | 0 | 0 | 0 | 0 | 0 | 0 | 0 | 0 | 0
Exclud List New LV Plant Rev Reqmt |  | 0 | 0 | 0 | 0 | 0 | 0 | 0 | 0 | 0 | 0 | 0 | 0 | 0 | 0
Exclude List LV Postage Stamp: |  | 0 | 0 | 0 | 0 | 0 | 0 | 0 | 0 | 0 | 0 | 0 | 0 | 0 | 0
Exclude List LV Capital Dollars |  | 0 | 0 | 0 | 0 | 0 | 0 | 0 | 0 | 0 | 0 | 0 | 0 | 0 | 0 | 0
Coincident Load kW: | 255700 | 262092.5 | 268644.8125 | 275360.9328 | 282244.9561 | 289301.08 | 296533.607 | 303946.9472 | 311545.6209 | 319334.2614 | 327317.618 | 335500.5584 | 343888.0724 | 352485.2742 | 361297.406

## Vectren
Vectren
All New Plant in Local Zone Rate (License Plate): | 2006 | 2007 | 2008 | 2009 | 2010 | 2011 | 2012 | 2013 | 2014 | 2015 | 2016 | 2017 | 2018 | 2019 | 2020 |  |  |  | Capital Dollars 2007-2020
$ per kW-Mo | 1.264 | 1.1995 | 1.6634 | 1.7065 | 2.762 | 2.6212 | 3.5299 | 3.3499 | 3.179 | 3.0169 | 2.863 | 2.717 | 2.5784 | 2.4469 | 2.3221 |  | LP | New | 194905000
Depreciation | 0.026 | -0.032864 | -0.031188 | -0.043249 | -0.04437 | -0.071813 | -0.06815 | -0.091777 | -0.087096 | -0.082654 | -0.078439 | -0.074439 | -0.070642 | -0.06704 | -0.063621 |  | HB100 | New | 69002696.7747
Load Growth | 0.025 | -0.0316 | -0.029988 | -0.041585 | -0.042663 | -0.069051 | -0.065529 | -0.088247 | -0.083746 | -0.079475 | -0.075422 | -0.071576 | -0.067925 | -0.064461 | -0.061174 |  | HB345 | New | 130375309.1824
New All Plant |  | 0 | 34030000 | 8500000 | 77800000 | 0 | 74575000 | 0 | 0 | 0 | 0 | 0 | 0 | 0 | 0 |  | RECB 1 | New | 181999061.8365
New All Plant Rev Rqmt |  | 0 | 6806000 | 1700000 | 15560000 | 0 | 14915000 | 0 | 0 | 0 | 0 | 0 | 0 | 0 | 0
New All Plant LP: |  | 0 | 0.52505 | 0.12795 | 1.1425 | 0 | 1.0424 | 0 | 0 | 0 | 0 | 0 | 0 | 0 | 0 |  | RECB 1 | New | 181999061.8365
Total New Capital Dollars |  | 0 | 34030000 | 8500000 | 77800000 | 0 | 74575000 | 0 | 0 | 0 | 0 | 0 | 0 | 0 | 0 | 194905000 | HB100 | Existing | 84733856.8683 | Average Balance
Total Existing and New Capital Dollars | 77976185.28 | 75849384.8265 | 107810592.8553 | 113370058.9352 | 188077890.5778 | 182948066.1123 | 252533157.609 | 245645315.7353 | 238945339.7486 | 232428105.6069 | 226088629.0265 | 219922061.6698 | 213923687.4378 | 208088918.8629 | 202413293.6009 | 193431750.1861
All New Plant in Regional Rate (Hiway-Byway 100kV): | [16 empty] | RECB 1 | New | 181999061.8365
$ per kW-Mo | 1.264 | 1.21 | 1.2247 | 1.2466 | 1.2827 | 1.2957 | 1.3917 | 1.3476 | 1.286 | 1.2214 | 1.1601 | 1.4803 | 1.4111 | 1.3599 | 1.2905 |  | HB345 | Existing | 86813456.839 | Average Balance
Depreciation |  | -0.032864 | -0.03146 | -0.031841 | -0.032412 | -0.033351 | -0.033688 | -0.036185 | -0.035038 | -0.033437 | -0.031756 | -0.030163 | -0.038489 | -0.036689 | -0.035356
Load Growth |  | -0.0316 | -0.03025 | -0.030617 | -0.031166 | -0.032069 | -0.032392 | -0.034793 | -0.03369 | -0.032151 | -0.030535 | -0.029003 | -0.037008 | -0.035278 | -0.033997 |  | HB100 | New | 69002696.7747
New All Plant Postage Stamp (Less Exclude List): |  | 0.010476 | 0.076367 | 0.084425 | 0.099687 | 0.078369 | 0.16211 | 0.026878 | 0.0071508 | 0.00093586 | 0.0010189 | 0.37938 | 0.0062801 | 0.020716 | 0 |  |  | Existing | 84733856.8683 | Average Balance
Exclude List LP: |  | 0 | 0 | 0 | 0 | 0 | 0 | 0 | 0 | 0 | 0 | 0 | 0 | 0 | 0
Total New Capital Dollars |  | 646249.6699 | 4828855.0147 | 5471817.4039 | 6622566.4017 | 5336490.7186 | 11314536.8586 | 1922874.242 | 524368.6091 | 70342.2464 | 78501.947 | 29959012.7694 | 508326.7081 | 1718754.1851 | 0 | 69002696.7747 | HB345 | New | 130375309.1824
[18 empty] | Existing | 86813456.839 | Average Balance
New 345 kV Plant in Regional Rate (Hiway-Byway 345kV):
$ per kW-Mo | 1.264 | 1.2002 | 1.6842 | 1.7532 | 2.1912 | 2.1053 | 2.2145 | 2.1221 | 2.0139 | 1.9112 | 1.8137 | 2.0956 | 1.9888 | 1.8977 | 1.8009 |  | Exclude List |  | 0
Depreciation |  | -0.032864 | -0.031205 | -0.04379 | -0.045582 | -0.056971 | -0.054737 | -0.057578 | -0.055175 | -0.052362 | -0.049691 | -0.047157 | -0.054486 | -0.051709 | -0.049341 |  |  | EHV | 0
Load Growth |  | -0.0316 | -0.030005 | -0.042105 | -0.043829 | -0.054779 | -0.052631 | -0.055363 | -0.053053 | -0.050348 | -0.04778 | -0.045343 | -0.05239 | -0.04972 | -0.047443 |  |  | LV | 0
New EHV Postage Stamp (Less Exclude List): |  | 0.00066515 | 0.020173 | 0.026891 | 0.067774 | 0.025825 | 0.099235 | 0.020542 | 0 | 0 | 0 | 0.37437 | 7.242e-05 | 0.010358 | 0
New LV Plant |  | 0 | 34030000 | 8500000 | 31300000 | 0 | 8400000 | 0 | 0 | 0 | 0 | 0 | 0 | 0 | 0
New LV Rev Reqmt |  | 0 | 6806000 | 1700000 | 6260000 | 0 | 1680000 | 0 | 0 | 0 | 0 | 0 | 0 | 0 | 0
LV LP: |  | 0 | 0.52505 | 0.12795 | 0.45966 | 0 | 0.11741 | 0 | 0 | 0 | 0 | 0 | 0 | 0 | 0
Exclude List LP: |  | 0 | 0 | 0 | 0 | 0 | 0 | 0 | 0 | 0 | 0 | 0 | 0 | 0 | 0
Total New Capital Dollars |  | 41032.9771 | 35305588.6418 | 10242891.7987 | 35802471.2234 | 1758556.1612 | 15326281.3841 | 1469603.5543 | 0 | 0 | 0 | 29563673.8105 | 5861.8539 | 859347.7774 | 0 | 130375309.1824
RECB 1:
$ per kW-Mo | 1.264 | 1.1995 | 1.6766 | 1.7223 | 2.6657 | 2.5298 | 3.2799 | 3.1127 | 2.9539 | 2.8033 | 2.6603 | 2.5255 | 2.3967 | 2.2745 | 2.1585
Depreciation |  | -0.032864 | -0.031188 | -0.043591 | -0.044779 | -0.069309 | -0.065775 | -0.085277 | -0.080929 | -0.076802 | -0.072885 | -0.069168 | -0.065663 | -0.062314 | -0.059137
Load Growth |  | -0.0316 | -0.029988 | -0.041915 | -0.043057 | -0.066643 | -0.063246 | -0.081997 | -0.077816 | -0.073848 | -0.070081 | -0.066507 | -0.063137 | -0.059917 | -0.056862
Postage Stamp Percentage | 0.2 | 0.2 | 0.2 | 0.2 | 0.2 | 0.2 | 0.2 | 0.2 | 0.2 | 0.2 | 0.2 | 0.2 | 0.2 | 0.2 | 0.2
New 345 kV Plant |  | 8206.5954 | 255117.7284 | 348578.3597 | 900494.2447 | 351711.2322 | 1385256.2768 | 293920.7109 | 0 | 0 | 0 | 5912734.7621 | 1172.3708 | 171869.5555 | 0
New Plant Rev Reqmt |  | 1641.3191 | 51023.5457 | 69715.6719 | 180098.8489 | 70342.2464 | 277051.2554 | 58784.1422 | 0 | 0 | 0 | 1182546.9524 | 234.4742 | 34373.9111 | 0
RECB Postage Stamp: |  | 1.5596e-06 | 4.7301e-05 | 6.3053e-05 | 0.00015891 | 6.0554e-05 | 0.00023268 | 4.8166e-05 | 0 | 0 | 0 | 0.00087781 | 1.6981e-07 | 2.4286e-05 | 0
Rest of New Plant |  | 0 | 34030000 | 8500000 | 68500000 | 0 | 61340000 | 0 | 0 | 0 | 0 | 0 | 0 | 0 | 0
Rest of New Plant Rev Reqmt |  | 0 | 6806000 | 1700000 | 13700000 | 0 | 12268000 | 0 | 0 | 0 | 0 | 0 | 0 | 0 | 0
RECB LODF LP: |  | 0 | 0.53817 | 0.13115 | 1.0311 | 0 | 0.87884 | 0 | 0 | 0 | 0 | 0 | 0 | 0 | 0
Exclude List LP: |  | 0 | 0 | 0 | 0 | 0 | 0 | 0 | 0 | 0 | 0 | 0 | 0 | 0 | 0
Total New Capital Dollars |  | 8206.5954 | 34285117.7284 | 8848578.3597 | 69400494.2447 | 351711.2322 | 62725256.2768 | 293920.7109 | 0 | 0 | 0 | 5912734.7621 | 1172.3708 | 171869.5555 | 0 | 181999061.8365
All New Plant in RECB 1:
$ per kW-Mo |  | 1.5596e-06 | 0.53822 | 0.64198 | 1.6405 | 1.5569 | 2.3566 | 2.2364 | 2.1224 | 2.0141 | 1.9114 | 1.8148 | 1.7223 | 1.6344 | 1.5511
Depreciation |  | 0 | -4.055e-08 | -0.013994 | -0.016692 | -0.042653 | -0.040479 | -0.061271 | -0.058147 | -0.055182 | -0.052368 | -0.049697 | -0.047185 | -0.044779 | -0.042496
Load Growth |  | 0 | -3.899e-08 | -0.013456 | -0.01605 | -0.041013 | -0.038923 | -0.058914 | -0.055911 | -0.053059 | -0.050353 | -0.047785 | -0.04537 | -0.043056 | -0.040861
Postage Stamp Percentage | 0.2 | 0.2 | 0.2 | 0.2 | 0.2 | 0.2 | 0.2 | 0.2 | 0.2 | 0.2 | 0.2 | 0.2 | 0.2 | 0.2 | 0.2
New 345 kV Plant |  | 8206.5954 | 255117.7284 | 348578.3597 | 900494.2447 | 351711.2322 | 1385256.2768 | 293920.7109 | 0 | 0 | 0 | 5912734.7621 | 1172.3708 | 171869.5555 | 0
New 345 Plant Rev Reqmt |  | 1641.3191 | 51023.5457 | 69715.6719 | 180098.8489 | 70342.2464 | 277051.2554 | 58784.1422 | 0 | 0 | 0 | 1182546.9524 | 234.4742 | 34373.9111 | 0
RECB Postage Stamp: |  | 1.5596e-06 | 4.7301e-05 | 6.3053e-05 | 0.00015891 | 6.0554e-05 | 0.00023268 | 4.8166e-05 | 0 | 0 | 0 | 0.00087781 | 1.6981e-07 | 2.4286e-05 | 0
Rest of New Plant |  | 0 | 34030000 | 8500000 | 68500000 | 0 | 61340000 | 0 | 0 | 0 | 0 | 0 | 0 | 0 | 0
Rest of New Plant Rev Reqmt |  | 0 | 6806000 | 1700000 | 13700000 | 0 | 12268000 | 0 | 0 | 0 | 0 | 0 | 0 | 0 | 0
RECB LODF LP: |  | 0 | 0.53817 | 0.13115 | 1.0311 | 0 | 0.87884 | 0 | 0 | 0 | 0 | 0 | 0 | 0 | 0
Exclude List LP: |  | 0 | 0 | 0 | 0 | 0 | 0 | 0 | 0 | 0 | 0 | 0 | 0 | 0 | 0
Total RECB1 Capital Dollars |  | 8206.5954 | 34285117.7284 | 8848578.3597 | 69400494.2447 | 351711.2322 | 62725256.2768 | 293920.7109 | 0 | 0 | 0 | 5912734.7621 | 1172.3708 | 171869.5555 | 0 | 181999061.8365
All Existing Plant in Hiway-Byway:
Existing All Plant Postage Stamp Rate | 1.6797 | 1.594 | 1.5127 | 1.4356 | 1.3623 | 1.2929 | 1.2269 | 1.1644 | 1.105 | 1.0486 | 0.99514 | 0.94439 | 0.89622 | 0.85052 | 0.80714
Depreciation |  | -0.043671 | -0.041444 | -0.03933 | -0.037324 | -0.035421 | -0.033614 | -0.0319 | -0.030273 | -0.028729 | -0.027264 | -0.025874 | -0.024554 | -0.023302 | -0.022113
Load Growth |  | -0.041991 | -0.03985 | -0.037818 | -0.035889 | -0.034059 | -0.032322 | -0.030673 | -0.029109 | -0.027624 | -0.026215 | -0.024878 | -0.02361 | -0.022406 | -0.021263
RECB1 (New) HB100 (Old) | 1.6797 | 1.594 | 2.0509 | 2.0775 | 3.0029 | 2.8498 | 3.5835 | 3.4008 | 3.2273 | 3.0628 | 2.9066 | 2.7592 | 2.6185 | 2.485 | 2.3582
Total Existing Capital Dollars |  | 100792070.6296 | 98042966.9032 | 95368844.9809 | 92767659.734 | 90237421.8148 | 87776196.1348 | 85382100.3852 | 83053303.5972 | 80788024.7416 | 78584531.3668 | 76441138.2737 | 74356206.2273 | 72328140.7025 | 70355390.6648 | 84733856.8683
Total New Capital Dollars |  | 8206.5954 | 34285117.7284 | 8848578.3597 | 69400494.2447 | 351711.2322 | 62725256.2768 | 293920.7109 | 0 | 0 | 0 | 5912734.7621 | 1172.3708 | 171869.5555 | 0 | 181999061.8365
345 kV Existing Plant in Hiway-Byway:
Existing 345 kV Postage Stamp Rate | 0.45688 | 0.43358 | 0.41147 | 0.39048 | 0.37057 | 0.35167 | 0.33374 | 0.31672 | 0.30056 | 0.28523 | 0.27069 | 0.25688 | 0.24378 | 0.23135 | 0.21955
Depreciation |  | -0.011879 | -0.011273 | -0.010698 | -0.010153 | -0.0096348 | -0.0091434 | -0.0086771 | -0.0082346 | -0.0078146 | -0.0074161 | -0.0070379 | -0.0066789 | -0.0063383 | -0.0060151
Load Growth |  | -0.011422 | -0.01084 | -0.010287 | -0.0097621 | -0.0092643 | -0.0087918 | -0.0083434 | -0.0079179 | -0.0075141 | -0.0071309 | -0.0067672 | -0.0064221 | -0.0060945 | -0.0057837
Byway Rate | 1.264 | 1.1995 | 1.1384 | 1.0803 | 1.0252 | 0.97292 | 0.9233 | 0.87621 | 0.83153 | 0.78912 | 0.74887 | 0.71068 | 0.67444 | 0.64004 | 0.6074
Depreciation |  | -0.032864 | -0.031188 | -0.029597 | -0.028088 | -0.026655 | -0.025296 | -0.024006 | -0.022782 | -0.02162 | -0.020517 | -0.019471 | -0.018478 | -0.017535 | -0.016641
Load Growth |  | -0.0316 | -0.029988 | -0.028459 | -0.027008 | -0.02563 | -0.024323 | -0.023083 | -0.021905 | -0.020788 | -0.019728 | -0.018722 | -0.017767 | -0.016861 | -0.016001
RECB1 (New) HB345 (Old) | 1.7209 | 1.6331 | 2.0881 | 2.1128 | 3.0363 | 2.8815 | 3.6136 | 3.4294 | 3.2545 | 3.0885 | 2.931 | 2.7824 | 2.6405 | 2.5058 | 2.378
Total Existing Capital Dollars | 106161333.3337 | 103265782.967 | 100449208.7366 | 97709456.5683 | 95044431.1404 | 92452094.281 | 89930463.4095 | 87477610.02 | 85091658.2067 | 82770783.2291 | 80513210.1166 | 78317212.3106 | 76181110.3449 | 74103270.5602 | 72082103.8557 | 86813456.839
Total New Capital Dollars | 0 | 8206.5954 | 34285117.7284 | 8848578.3597 | 69400494.2447 | 351711.2322 | 62725256.2768 | 293920.7109 | 0 | 0 | 0 | 5912734.7621 | 1172.3708 | 171869.5555 | 0 | 181999061.8365
All Existing and New Plant in Hiway-Byway:
$ per kW-Mo | 1.6797 | 1.6045 | 1.599 | 1.6019 | 1.6199 | 1.6156 | 1.6953 | 1.6358 | 1.5595 | 1.4809 | 1.4064 | 1.714 | 1.6329 | 1.5703 | 1.4903
Existing Plant Postage Stamp Rate | 1.6797 | 1.594 | 1.5127 | 1.4356 | 1.3623 | 1.2929 | 1.2269 | 1.1644 | 1.105 | 1.0486 | 0.99514 | 0.94439 | 0.89622 | 0.85052 | 0.80714
Depreciation |  | -0.043671 | -0.041444 | -0.03933 | -0.037324 | -0.035421 | -0.033614 | -0.0319 | -0.030273 | -0.028729 | -0.027264 | -0.025874 | -0.024554 | -0.023302 | -0.022113
Load Growth |  | -0.041991 | -0.03985 | -0.037818 | -0.035889 | -0.034059 | -0.032322 | -0.030673 | -0.029109 | -0.027624 | -0.026215 | -0.024878 | -0.02361 | -0.022406 | -0.021263
Existing All Plant |  | 100792070.6296 | 98042966.9032 | 95368844.9809 | 92767659.734 | 90237421.8148 | 87776196.1348 | 85382100.3852 | 83053303.5972 | 80788024.7416 | 78584531.3668 | 76441138.2737 | 74356206.2273 | 72328140.7025 | 70355390.6648
Existing All Plant Rev Reqmt |  | 20158414.1259 | 19608593.3806 | 19073768.9962 | 18553531.9468 | 18047484.363 | 17555239.227 | 17076420.077 | 16610660.7194 | 16157604.9483 | 15716906.2734 | 15288227.6547 | 14871241.2455 | 14465628.1405 | 14071078.133
New Plant Rate |  | 0.010476 | 0.086308 | 0.16633 | 0.25754 | 0.32277 | 0.46842 | 0.47141 | 0.45451 | 0.43227 | 0.41124 | 0.76965 | 0.73668 | 0.71982 | 0.68311
Depreciation |  | 0 | -0.00027237 | -0.002244 | -0.0043246 | -0.0066959 | -0.008392 | -0.012179 | -0.012257 | -0.011817 | -0.011239 | -0.010692 | -0.020011 | -0.019154 | -0.018715
Load Growth |  | 0 | -0.00026189 | -0.0021577 | -0.0041583 | -0.0064384 | -0.0080693 | -0.01171 | -0.011785 | -0.011363 | -0.010807 | -0.010281 | -0.019241 | -0.018417 | -0.017996
New All Plant Postage Stamp (Less Exclude List): |  | 0.010476 | 0.076367 | 0.084425 | 0.099687 | 0.078369 | 0.16211 | 0.026878 | 0.0071508 | 0.00093586 | 0.0010189 | 0.37938 | 0.0062801 | 0.020716 | 0
New All Plant |  | 646249.6699 | 4828855.0147 | 5471817.4039 | 6622566.4017 | 5336490.7186 | 11314536.8586 | 1922874.242 | 524368.6091 | 70342.2464 | 78501.947 | 29959012.7694 | 508326.7081 | 1718754.1851 | 0
New All Plant Rev Reqmt |  | 129249.934 | 965771.0029 | 1094363.4808 | 1324513.2803 | 1067298.1437 | 2262907.3717 | 384574.8484 | 104873.7218 | 14068.4493 | 15700.3894 | 5991802.5539 | 101665.3416 | 343750.837 | 0
Exclude List LP: |  | 0 | 0 | 0 | 0 | 0 | 0 | 0 | 0 | 0 | 0 | 0 | 0 | 0 | 0
Exclud List New Plant |  | 0 | 0 | 0 | 0 | 0 | 0 | 0 | 0 | 0 | 0 | 0 | 0 | 0 | 0
Exclud List New Plant Rev Reqmt |  | 0 | 0 | 0 | 0 | 0 | 0 | 0 | 0 | 0 | 0 | 0 | 0 | 0 | 0
Total Existing Capital Dollars | 103618258.6338 | 100792070.6296 | 98042966.9032 | 95368844.9809 | 92767659.734 | 90237421.8148 | 87776196.1348 | 85382100.3852 | 83053303.5972 | 80788024.7416 | 78584531.3668 | 76441138.2737 | 74356206.2273 | 72328140.7025 | 70355390.6648 | 84733856.8683
Total New Capital Dollars | 0 | 646249.6699 | 4828855.0147 | 5471817.4039 | 6622566.4017 | 5336490.7186 | 11314536.8586 | 1922874.242 | 524368.6091 | 70342.2464 | 78501.947 | 29959012.7694 | 508326.7081 | 1718754.1851 | 0 | 69002696.7747
345 kV Existing and New Plant in Hiway-Byway - Rest in LP:
$ per kW-Mo | 1.7209 | 1.6338 | 2.1088 | 2.1593 | 2.5881 | 2.4819 | 2.5749 | 2.4642 | 2.3385 | 2.2192 | 2.106 | 2.373 | 2.2521 | 2.1476 | 2.038
Existing 345 PostageStamp Rate | 0.45688 | 0.43358 | 0.41147 | 0.39048 | 0.37057 | 0.35167 | 0.33374 | 0.31672 | 0.30056 | 0.28523 | 0.27069 | 0.25688 | 0.24378 | 0.23135 | 0.21955
Depreciation |  | -0.011879 | -0.011273 | -0.010698 | -0.010153 | -0.0096348 | -0.0091434 | -0.0086771 | -0.0082346 | -0.0078146 | -0.0074161 | -0.0070379 | -0.0066789 | -0.0063383 | -0.0060151
Load Growth |  | -0.011422 | -0.01084 | -0.010287 | -0.0097621 | -0.0092643 | -0.0087918 | -0.0083434 | -0.0079179 | -0.0075141 | -0.0071309 | -0.0067672 | -0.0064221 | -0.0060945 | -0.0057837
Existing 345 kV Plant |  | 27416398.1405 | 26668615.8812 | 25941229.3831 | 25233682.3516 | 24545433.6655 | 23875956.9623 | 23224740.2361 | 22591285.4462 | 21975108.1356 | 21375737.0612 | 20792713.8329 | 20225592.5631 | 19673939.526 | 19137332.8254
Existing 345 kV Plant Rev Reqmt |  | 5483279.6281 | 5333723.1762 | 5188245.8766 | 5046736.4703 | 4909086.7331 | 4775191.3925 | 4644948.0472 | 4518257.0892 | 4395021.6271 | 4275147.4122 | 4158542.7666 | 4045118.5126 | 3934787.9052 | 3827466.5651
Existing Rest of Plant Byway Rate | 1.264 | 1.1995 | 1.1384 | 1.0803 | 1.0252 | 0.97292 | 0.9233 | 0.87621 | 0.83153 | 0.78912 | 0.74887 | 0.71068 | 0.67444 | 0.64004 | 0.6074
Depreciation |  | -0.032864 | -0.031188 | -0.029597 | -0.028088 | -0.026655 | -0.025296 | -0.024006 | -0.022782 | -0.02162 | -0.020517 | -0.019471 | -0.018478 | -0.017535 | -0.016641
Load Growth |  | -0.0316 | -0.029988 | -0.028459 | -0.027008 | -0.02563 | -0.024323 | -0.023083 | -0.021905 | -0.020788 | -0.019728 | -0.018722 | -0.017767 | -0.016861 | -0.016001
Rest of Plant |  | 75849384.8265 | 73780592.8553 | 71768227.1852 | 69810748.7887 | 67906660.6155 | 66054506.4472 | 64252869.7839 | 62500372.7605 | 60795675.0935 | 59137473.0553 | 57524498.4777 | 55955517.7818 | 54429331.0343 | 52944771.0303
Rest of Plant Rev Reqmt |  | 15169876.9653 | 14756118.5711 | 14353645.437 | 13962149.7577 | 13581332.1231 | 13210901.2894 | 12850573.9568 | 12500074.5521 | 12159135.0187 | 11827494.6111 | 11504899.6955 | 11191103.5564 | 10885866.2069 | 10588954.2061
New Plant Rate |  | 0.00066515 | 0.55898 | 0.68851 | 1.1923 | 1.1573 | 1.3179 | 1.2712 | 1.2064 | 1.1449 | 1.0865 | 1.4054 | 1.3338 | 1.2762 | 1.2111
Depreciation |  | 0 | -1.7294e-05 | -0.014533 | -0.017901 | -0.031 | -0.030091 | -0.034265 | -0.033052 | -0.031366 | -0.029767 | -0.028248 | -0.036541 | -0.03468 | -0.03318
Load Growth |  | 0 | -1.6629e-05 | -0.013974 | -0.017213 | -0.029808 | -0.028933 | -0.032947 | -0.031781 | -0.03016 | -0.028622 | -0.027162 | -0.035136 | -0.033346 | -0.031904
New EHV Postage Stamp (Less Exclude List): |  | 0.00066515 | 0.020173 | 0.026891 | 0.067774 | 0.025825 | 0.099235 | 0.020542 | 0 | 0 | 0 | 0.37437 | 7.242e-05 | 0.010358 | 0
New 345 kV Plant |  | 41032.9771 | 1275588.6418 | 1742891.7987 | 4502471.2234 | 1758556.1612 | 6926281.3841 | 1469603.5543 | 0 | 0 | 0 | 29563673.8105 | 5861.8539 | 859347.7774 | 0
New 345 Plant Rev Reqmt |  | 8206.5954 | 255117.7284 | 348578.3597 | 900494.2447 | 351711.2322 | 1385256.2768 | 293920.7109 | 0 | 0 | 0 | 5912734.7621 | 1172.3708 | 171869.5555 | 0
New LV LP: |  | 0 | 0.53817 | 0.13115 | 0.47115 | 0 | 0.12035 | 0 | 0 | 0 | 0 | 0 | 0 | 0 | 0
New LV Plant |  | 0 | 34030000 | 8500000 | 31300000 | 0 | 8400000 | 0 | 0 | 0 | 0 | 0 | 0 | 0 | 0
New LV Rev Reqmt |  | 0 | 6806000 | 1700000 | 6260000 | 0 | 1680000 | 0 | 0 | 0 | 0 | 0 | 0 | 0 | 0
Exclude List LP: |  | 0 | 0 | 0 | 0 | 0 | 0 | 0 | 0 | 0 | 0 | 0 | 0 | 0 | 0
Exclud List New Plant |  | 0 | 0 | 0 | 0 | 0 | 0 | 0 | 0 | 0 | 0 | 0 | 0 | 0 | 0
Exclud List New Plant Rev Reqmt |  | 0 | 0 | 0 | 0 | 0 | 0 | 0 | 0 | 0 | 0 | 0 | 0 | 0 | 0
Total Existing Capital Dollars |  | 103265782.967 | 100449208.7366 | 97709456.5683 | 95044431.1404 | 92452094.281 | 89930463.4095 | 87477610.02 | 85091658.2067 | 82770783.2291 | 80513210.1166 | 78317212.3106 | 76181110.3449 | 74103270.5602 | 72082103.8557 | 86813456.839
Total New Capital Dollars |  | 41032.9771 | 35305588.6418 | 10242891.7987 | 35802471.2234 | 1758556.1612 | 15326281.3841 | 1469603.5543 | 0 | 0 | 0 | 29563673.8105 | 5861.8539 | 859347.7774 | 0 | 130375309.1824
Exclude List LP:
Exclud List New Plant |  | 0 | 0 | 0 | 0 | 0 | 0 | 0 | 0 | 0 | 0 | 0 | 0 | 0 | 0
Exclud List New Plant Rev Reqmt |  | 0 | 0 | 0 | 0 | 0 | 0 | 0 | 0 | 0 | 0 | 0 | 0 | 0 | 0
Exclude List LP: |  | 0 | 0 | 0 | 0 | 0 | 0 | 0 | 0 | 0 | 0 | 0 | 0 | 0 | 0
Exclude List Capital Dollars |  | 0 | 0 | 0 | 0 | 0 | 0 | 0 | 0 | 0 | 0 | 0 | 0 | 0 | 0 | 0
Exclud List New 345 kV Plant |  | 0 | 0 | 0 | 0 | 0 | 0 | 0 | 0 | 0 | 0 | 0 | 0 | 0 | 0
Exclud List New 345 kV Plant Rev Reqmt |  | 0 | 0 | 0 | 0 | 0 | 0 | 0 | 0 | 0 | 0 | 0 | 0 | 0 | 0
Exclude List 345kV LP: |  | 0 | 0 | 0 | 0 | 0 | 0 | 0 | 0 | 0 | 0 | 0 | 0 | 0 | 0
Exclude List 345 kV Capital Dollars |  | 0 | 0 | 0 | 0 | 0 | 0 | 0 | 0 | 0 | 0 | 0 | 0 | 0 | 0 | 0
Exclud List New LV Plant |  | 0 | 0 | 0 | 0 | 0 | 0 | 0 | 0 | 0 | 0 | 0 | 0 | 0 | 0
Exclud List New LV Plant Rev Reqmt |  | 0 | 0 | 0 | 0 | 0 | 0 | 0 | 0 | 0 | 0 | 0 | 0 | 0 | 0
Exclude List LV LP: |  | 0 | 0 | 0 | 0 | 0 | 0 | 0 | 0 | 0 | 0 | 0 | 0 | 0 | 0
Exclude List LV Capital Dollars |  | 0 | 0 | 0 | 0 | 0 | 0 | 0 | 0 | 0 | 0 | 0 | 0 | 0 | 0 | 0
Exclude List Postage Stamp:
Exclud List New Plant |  | 0 | 0 | 0 | 0 | 0 | 0 | 0 | 0 | 0 | 0 | 0 | 0 | 0 | 0
Exclud List New Plant Rev Reqmt |  | 0 | 0 | 0 | 0 | 0 | 0 | 0 | 0 | 0 | 0 | 0 | 0 | 0 | 0
Exclude List Postage Stamp: |  | 0 | 0 | 0 | 0 | 0 | 0 | 0 | 0 | 0 | 0 | 0 | 0 | 0 | 0
Exclude List Capital Dollars |  | 0 | 0 | 0 | 0 | 0 | 0 | 0 | 0 | 0 | 0 | 0 | 0 | 0 | 0 | 0
Exclud List New 345 kV Plant |  | 0 | 0 | 0 | 0 | 0 | 0 | 0 | 0 | 0 | 0 | 0 | 0 | 0 | 0
Exclud List New 345 kV Plant Rev Reqmt |  | 0 | 0 | 0 | 0 | 0 | 0 | 0 | 0 | 0 | 0 | 0 | 0 | 0 | 0
Exclude List 345kV Postage Stamp: |  | 0 | 0 | 0 | 0 | 0 | 0 | 0 | 0 | 0 | 0 | 0 | 0 | 0 | 0
Exclude List 345 kV Capital Dollars |  | 0 | 0 | 0 | 0 | 0 | 0 | 0 | 0 | 0 | 0 | 0 | 0 | 0 | 0 | 0
Exclud List New LV Plant |  | 0 | 0 | 0 | 0 | 0 | 0 | 0 | 0 | 0 | 0 | 0 | 0 | 0 | 0
Exclud List New LV Plant Rev Reqmt |  | 0 | 0 | 0 | 0 | 0 | 0 | 0 | 0 | 0 | 0 | 0 | 0 | 0 | 0
Exclude List LV Postage Stamp: |  | 0 | 0 | 0 | 0 | 0 | 0 | 0 | 0 | 0 | 0 | 0 | 0 | 0 | 0
Exclude List LV Capital Dollars |  | 0 | 0 | 0 | 0 | 0 | 0 | 0 | 0 | 0 | 0 | 0 | 0 | 0 | 0 | 0
Coincident Load kW: | 1028167 | 1053871.175 | 1080217.9544 | 1107223.4032 | 1134903.9883 | 1163276.588 | 1192358.5027 | 1222167.4653 | 1252721.6519 | 1284039.6932 | 1316140.6856 | 1349044.2027 | 1382770.3078 | 1417339.5655 | 1452773.0546

## Xcel
Xcel
All New Plant in Local Zone Rate (License Plate): | 2006 | 2007 | 2008 | 2009 | 2010 | 2011 | 2012 | 2013 | 2014 | 2015 | 2016 | 2017 | 2018 | 2019 | 2020 |  |  |  | Capital Dollars 2007-2020
$ per kW-Mo | 1.942 | 1.8613 | 2.0809 | 2.0102 | 1.9346 | 1.9964 | 2.5326 | 2.5086 | 2.3806 | 2.2592 | 2.144 | 2.0346 | 1.9309 | 1.8324 | 1.7389 |  | LP | New | 689674513.1494
Depreciation | 0.026 | -0.050492 | -0.048394 | -0.054103 | -0.052265 | -0.050299 | -0.051908 | -0.065847 | -0.065222 | -0.061896 | -0.058739 | -0.055744 | -0.052901 | -0.050203 | -0.047642 |  | HB100 | New | 579802727.9635
Load Growth | 0.025 | -0.04855 | -0.046532 | -0.052022 | -0.050254 | -0.048364 | -0.049911 | -0.063314 | -0.062714 | -0.059515 | -0.05648 | -0.0536 | -0.050866 | -0.048272 | -0.04581 |  | HB345 | New | 641160530.81
New All Plant |  | 8642323.0685 | 155762620 | 17983979 | 14000000 | 85623261.18 | 348746355.041 | 58915974.86 | 0 | 0 | 0 | 0 | 0 | 0 | 0 |  | RECB 1 | New | 679971716.6816
New All Plant Rev Rqmt |  | 1728464.6137 | 31152524 | 3596795.8 | 2800000 | 17124652.236 | 69749271.0082 | 11783194.972 | 0 | 0 | 0 | 0 | 0 | 0 | 0
New All Plant LP: |  | 0.018334 | 0.31451 | 0.035427 | 0.026906 | 0.16054 | 0.63795 | 0.10514 | 0 | 0 | 0 | 0 | 0 | 0 | 0 |  | RECB 1 | New | 679971716.6816
Total New Capital Dollars |  | 8642323.0685 | 155762620 | 17983979 | 14000000 | 85623261.18 | 348746355.041 | 58915974.86 | 0 | 0 | 0 | 0 | 0 | 0 | 0 | 689674513.1494 | HB100 | Existing | 647477850.8836 | Average Balance
Total Existing and New Capital Dollars | 915444623.4 | 899334252.4419 | 1030567530.7066 | 1020442780.3066 | 1006610203.4737 | 1064778171.354 | 1384482701.7713 | 1405636910.9404 | 1367298164.1946 | 1330005106.7661 | 1293729217.4791 | 1258442753.0724 | 1224118726.9823 | 1190730888.7039 | 1158253703.7145 | 1188173650.8505
All New Plant in Regional Rate (Hiway-Byway 100kV): | [16 empty] | RECB 1 | New | 679971716.6816
$ per kW-Mo | 1.942 | 1.8625 | 1.8724 | 1.8613 | 1.8661 | 1.9156 | 1.98 | 1.9059 | 1.8158 | 1.7241 | 1.6372 | 1.9331 | 1.8408 | 1.7676 | 1.6775 |  | HB345 | Existing | 716287014.2105 | Average Balance
Depreciation |  | -0.050492 | -0.048426 | -0.048682 | -0.048394 | -0.048518 | -0.049804 | -0.051479 | -0.049552 | -0.047211 | -0.044828 | -0.042568 | -0.050261 | -0.047861 | -0.045959
Load Growth |  | -0.04855 | -0.046563 | -0.04681 | -0.046533 | -0.046652 | -0.047889 | -0.049499 | -0.047647 | -0.045395 | -0.043104 | -0.040931 | -0.048328 | -0.04602 | -0.044191 |  | HB100 | New | 527271145.9635
New All Plant Postage Stamp (Less Exclude List): |  | 0.010476 | 0.076367 | 0.084425 | 0.099687 | 0.078369 | 0.16211 | 0.026878 | 0.0071508 | 0.00093586 | 0.0010189 | 0.37938 | 0.0062801 | 0.020716 | 0 |  |  | Existing | 651842812.2448 | Average Balance
Exclude List LP: |  | 0.0090855 | 0.028496 | 0 | 0 | 0.066266 | 0 | 0 | 0 | 0 | 0 | 0 | 0 | 0 | 0
Total New Capital Dollars |  | 9221055.4616 | 50667510.5445 | 41811864.8677 | 50605097.1784 | 75257791.4217 | 86457908.0865 | 14693282.3283 | 4006864.2296 | 537507.0632 | 599857.8825 | 228926168.588 | 3884283.0563 | 13133537.2553 | 0 | 579802727.9635 | HB345 | New | 588628948.81
[18 empty] | Existing | 752903613.6833 | Average Balance
New 345 kV Plant in Regional Rate (Hiway-Byway 345kV):
$ per kW-Mo | 1.942 | 1.862 | 1.9163 | 1.8809 | 1.8797 | 1.9718 | 2.123 | 2.0353 | 1.9315 | 1.833 | 1.7395 | 2.0252 | 1.9219 | 1.8343 | 1.7407 |  | Exclude List |  | 52531582
Depreciation |  | -0.050492 | -0.048411 | -0.049825 | -0.048904 | -0.048871 | -0.051267 | -0.055198 | -0.052917 | -0.050219 | -0.047657 | -0.045227 | -0.052654 | -0.049971 | -0.047691 |  |  | EHV | 807000
Load Growth |  | -0.04855 | -0.046549 | -0.047908 | -0.047023 | -0.046992 | -0.049295 | -0.053075 | -0.050882 | -0.048287 | -0.045824 | -0.043487 | -0.050629 | -0.048049 | -0.045857 |  |  | LV | 51724582
New EHV Postage Stamp (Less Exclude List): |  | 0.00066515 | 0.020173 | 0.026891 | 0.067774 | 0.025825 | 0.099235 | 0.020542 | 0 | 0 | 0 | 0.37437 | 7.242e-05 | 0.010358 | 0
New LV Plant |  | 4359463.0685 | 49856554 | 17983979 | 14000000 | 51143261.18 | 83392355.041 | 0 | 0 | 0 | 0 | 0 | 0 | 0 | 0
New LV Rev Reqmt |  | 871892.6137 | 9971310.8 | 3596795.8 | 2800000 | 10228652.236 | 16678471.0082 | 0 | 0 | 0 | 0 | 0 | 0 | 0 | 0
LV LP: |  | 0.009248 | 0.10067 | 0.035427 | 0.026906 | 0.095893 | 0.15255 | 0 | 0 | 0 | 0 | 0 | 0 | 0 | 0
Exclude List LP: |  | 0.0090855 | 0.028496 | 0 | 0 | 0.066266 | 0 | 0 | 0 | 0 | 0 | 0 | 0 | 0 | 0
Total New Capital Dollars |  | 8955868.8553 | 73372447.0002 | 31301959.2956 | 48404788.1115 | 99060937.7589 | 136318233.2075 | 11229699.5106 | 0 | 0 | 0 | 225905260.1935 | 44792.2553 | 6566544.6216 | 0 | 641160530.81
RECB 1:
$ per kW-Mo | 1.942 | 1.8613 | 2.051 | 1.9832 | 1.9108 | 1.9784 | 2.4337 | 2.3961 | 2.2739 | 2.1579 | 2.0479 | 1.9502 | 1.8507 | 1.7565 | 1.6669
Depreciation |  | -0.050492 | -0.048394 | -0.053325 | -0.051562 | -0.049681 | -0.051438 | -0.063275 | -0.062299 | -0.059122 | -0.056107 | -0.053245 | -0.050704 | -0.048118 | -0.045669
Load Growth |  | -0.04855 | -0.046533 | -0.051274 | -0.049579 | -0.04777 | -0.04946 | -0.060841 | -0.059903 | -0.056848 | -0.053949 | -0.051197 | -0.048754 | -0.046268 | -0.043913
Postage Stamp Percentage | 0.2 | 0.2 | 0.2 | 0.2 | 0.2 | 0.2 | 0.2 | 0.2 | 0.2 | 0.2 | 0.2 | 0.2 | 0.2 | 0.2 | 0.2
New 345 kV Plant |  | 62709.1574 | 1949434.2 | 2663596.0591 | 6880957.6223 | 2687535.3158 | 10585175.6333 | 2245939.9021 | 0 | 0 | 0 | 45181052.0387 | 8958.4511 | 1313308.9243 | 0
New Plant Rev Reqmt |  | 12541.8315 | 389886.84 | 532719.2118 | 1376191.5245 | 537507.0632 | 2117035.1267 | 449187.9804 | 0 | 0 | 0 | 9036210.4077 | 1791.6902 | 262661.7849 | 0
RECB Postage Stamp: |  | 1.1917e-05 | 0.00036144 | 0.0004818 | 0.0012143 | 0.00046271 | 0.001778 | 0.00036805 | 0 | 0 | 0 | 0.0067076 | 1.2975e-06 | 0.00018558 | 0
Rest of New Plant |  | 4359463.0685 | 123566429.2 | 17983979 | 14000000 | 51143261.18 | 295675555.041 | 47132779.888 | 0 | 0 | 0 | 0 | 0 | 0 | 0
Rest of New Plant Rev Reqmt |  | 871892.6137 | 24713285.84 | 3596795.8 | 2800000 | 10228652.236 | 59135111.0082 | 9426555.9776 | 0 | 0 | 0 | 0 | 0 | 0 | 0
RECB LODF LP: |  | 0.009248 | 0.25574 | 0.036312 | 0.027579 | 0.09829 | 0.55439 | 0.086218 | 0 | 0 | 0 | 0 | 0 | 0 | 0
Exclude List LP: |  | 0.0090855 | 0.028496 | 0 | 0 | 0.066266 | 0 | 0 | 0 | 0 | 0 | 0 | 0 | 0 | 0
Total New Capital Dollars |  | 8705032.2258 | 139284585.4 | 20647575.0591 | 20880957.6223 | 88310796.4958 | 306260730.6743 | 49378719.7901 | 0 | 0 | 0 | 45181052.0387 | 8958.4511 | 1313308.9243 | 0 | 679971716.6816
All New Plant in RECB 1:
$ per kW-Mo |  | 0.018346 | 0.302 | 0.3234 | 0.3357 | 0.48359 | 1.0151 | 1.0499 | 0.99637 | 0.94555 | 0.89733 | 0.85827 | 0.8145 | 0.77315 | 0.73372
Depreciation |  | 0 | -0.00047698 | -0.0078521 | -0.0084083 | -0.0087281 | -0.012573 | -0.026393 | -0.027298 | -0.025906 | -0.024584 | -0.023331 | -0.022315 | -0.021177 | -0.020102
Load Growth |  | 0 | -0.00045864 | -0.0075501 | -0.0080849 | -0.0083924 | -0.01209 | -0.025377 | -0.026248 | -0.024909 | -0.023639 | -0.022433 | -0.021457 | -0.020363 | -0.019329
Postage Stamp Percentage | 0.2 | 0.2 | 0.2 | 0.2 | 0.2 | 0.2 | 0.2 | 0.2 | 0.2 | 0.2 | 0.2 | 0.2 | 0.2 | 0.2 | 0.2
New 345 kV Plant |  | 62709.1574 | 1949434.2 | 2663596.0591 | 6880957.6223 | 2687535.3158 | 10585175.6333 | 2245939.9021 | 0 | 0 | 0 | 45181052.0387 | 8958.4511 | 1313308.9243 | 0
New 345 Plant Rev Reqmt |  | 12541.8315 | 389886.84 | 532719.2118 | 1376191.5245 | 537507.0632 | 2117035.1267 | 449187.9804 | 0 | 0 | 0 | 9036210.4077 | 1791.6902 | 262661.7849 | 0
RECB Postage Stamp: |  | 1.1917e-05 | 0.00036144 | 0.0004818 | 0.0012143 | 0.00046271 | 0.001778 | 0.00036805 | 0 | 0 | 0 | 0.0067076 | 1.2975e-06 | 0.00018558 | 0
Rest of New Plant |  | 4359463.0685 | 123566429.2 | 17983979 | 14000000 | 51143261.18 | 295675555.041 | 47132779.888 | 0 | 0 | 0 | 0 | 0 | 0 | 0
Rest of New Plant Rev Reqmt |  | 871892.6137 | 24713285.84 | 3596795.8 | 2800000 | 10228652.236 | 59135111.0082 | 9426555.9776 | 0 | 0 | 0 | 0 | 0 | 0 | 0
RECB LODF LP: |  | 0.009248 | 0.25574 | 0.036312 | 0.027579 | 0.09829 | 0.55439 | 0.086218 | 0 | 0 | 0 | 0 | 0 | 0 | 0
Exclude List LP: |  | 0.0090855 | 0.028496 | 0 | 0 | 0.066266 | 0 | 0 | 0 | 0 | 0 | 0 | 0 | 0 | 0
Total RECB1 Capital Dollars |  | 8705032.2258 | 139284585.4 | 20647575.0591 | 20880957.6223 | 88310796.4958 | 306260730.6743 | 49378719.7901 | 0 | 0 | 0 | 45181052.0387 | 8958.4511 | 1313308.9243 | 0 | 679971716.6816
All Existing Plant in Hiway-Byway:
Existing All Plant Postage Stamp Rate | 1.6797 | 1.594 | 1.5127 | 1.4356 | 1.3623 | 1.2929 | 1.2269 | 1.1644 | 1.105 | 1.0486 | 0.99514 | 0.94439 | 0.89622 | 0.85052 | 0.80714
Depreciation |  | -0.043671 | -0.041444 | -0.03933 | -0.037324 | -0.035421 | -0.033614 | -0.0319 | -0.030273 | -0.028729 | -0.027264 | -0.025874 | -0.024554 | -0.023302 | -0.022113
Load Growth |  | -0.041991 | -0.03985 | -0.037818 | -0.035889 | -0.034059 | -0.032322 | -0.030673 | -0.029109 | -0.027624 | -0.026215 | -0.024878 | -0.02361 | -0.022406 | -0.021263
RECB1 (New) HB100 (Old) | 1.6797 | 1.6123 | 1.8147 | 1.759 | 1.698 | 1.7765 | 2.242 | 2.2143 | 2.1013 | 1.9942 | 1.8925 | 1.8027 | 1.7107 | 1.6237 | 1.5409
Total Existing Capital Dollars |  | 770183674.9716 | 749176915.2367 | 728743114.8736 | 708866646.4155 | 689532308.6345 | 670725314.9165 | 652431281.9521 | 634636218.7369 | 617326515.8708 | 600488935.1505 | 584110599.4442 | 568178982.8444 | 552681901.0873 | 537607502.2352 | 647477850.8836
Total New Capital Dollars |  | 8705032.2258 | 139284585.4 | 20647575.0591 | 20880957.6223 | 88310796.4958 | 306260730.6743 | 49378719.7901 | 0 | 0 | 0 | 45181052.0387 | 8958.4511 | 1313308.9243 | 0 | 679971716.6816
345 kV Existing Plant in Hiway-Byway:
Existing 345 kV Postage Stamp Rate | 0.45688 | 0.43358 | 0.41147 | 0.39048 | 0.37057 | 0.35167 | 0.33374 | 0.31672 | 0.30056 | 0.28523 | 0.27069 | 0.25688 | 0.24378 | 0.23135 | 0.21955
Depreciation |  | -0.011879 | -0.011273 | -0.010698 | -0.010153 | -0.0096348 | -0.0091434 | -0.0086771 | -0.0082346 | -0.0078146 | -0.0074161 | -0.0070379 | -0.0066789 | -0.0063383 | -0.0060151
Load Growth |  | -0.011422 | -0.01084 | -0.010287 | -0.0097621 | -0.0092643 | -0.0087918 | -0.0083434 | -0.0079179 | -0.0075141 | -0.0071309 | -0.0067672 | -0.0064221 | -0.0060945 | -0.0057837
Byway Rate | 1.4013 | 1.3298 | 1.262 | 1.1976 | 1.1366 | 1.0786 | 1.0236 | 0.97138 | 0.92184 | 0.87482 | 0.83021 | 0.78787 | 0.74769 | 0.70955 | 0.67337
Depreciation |  | -0.036433 | -0.034575 | -0.032812 | -0.031138 | -0.02955 | -0.028043 | -0.026613 | -0.025256 | -0.023968 | -0.022745 | -0.021585 | -0.020485 | -0.01944 | -0.018448
Load Growth |  | -0.035032 | -0.033245 | -0.03155 | -0.029941 | -0.028414 | -0.026965 | -0.025589 | -0.024284 | -0.023046 | -0.021871 | -0.020755 | -0.019697 | -0.018692 | -0.017739
RECB1 (New) HB345 (Old) | 1.8582 | 1.7817 | 1.9755 | 1.9115 | 1.8428 | 1.9139 | 2.3724 | 2.338 | 2.2188 | 2.1056 | 1.9982 | 1.903 | 1.806 | 1.714 | 1.6266
Total Existing Capital Dollars | 875923932.1523 | 852033106.9028 | 828793903.912 | 806188550.1828 | 784199757.4766 | 762810709.0914 | 742005047.0009 | 721766859.344 | 702080668.2554 | 682931418.0287 | 664304463.602 | 646185559.3572 | 628560848.2258 | 611416851.0904 | 594740456.4769 | 716287014.2105
Total New Capital Dollars | 0 | 8705032.2258 | 139284585.4 | 20647575.0591 | 20880957.6223 | 88310796.4958 | 306260730.6743 | 49378719.7901 | 0 | 0 | 0 | 45181052.0387 | 8958.4511 | 1313308.9243 | 0 | 679971716.6816
All Existing and New Plant in Hiway-Byway:
$ per kW-Mo | 1.6797 | 1.6053 | 1.6024 | 1.6053 | 1.6232 | 1.6249 | 1.7046 | 1.6451 | 1.5688 | 1.4902 | 1.4157 | 1.7233 | 1.6422 | 1.5796 | 1.4996
Existing Plant Postage Stamp Rate | 1.6797 | 1.5948 | 1.5161 | 1.4389 | 1.3657 | 1.3022 | 1.2362 | 1.1737 | 1.1143 | 1.0579 | 1.0044 | 0.95369 | 0.90553 | 0.85982 | 0.81644
Depreciation |  | -0.043671 | -0.041444 | -0.03933 | -0.037324 | -0.035421 | -0.033614 | -0.0319 | -0.030273 | -0.028729 | -0.027264 | -0.025874 | -0.024554 | -0.023302 | -0.022113
Load Growth |  | -0.041991 | -0.03985 | -0.037818 | -0.035889 | -0.034059 | -0.032322 | -0.030673 | -0.029109 | -0.027624 | -0.026215 | -0.024878 | -0.02361 | -0.022406 | -0.021263
Existing All Plant |  | 770576944.8363 | 750844317.6745 | 730452202.3723 | 710618461.1016 | 694494014.4588 | 675811063.3864 | 657644174.1338 | 639979433.2231 | 622803310.7192 | 606102649.8701 | 589864657.0318 | 574076891.8717 | 558727257.8403 | 543803992.9069
Existing All Plant Rev Reqmt |  | 154115388.9672 | 150168863.5349 | 146090440.4745 | 142123692.2203 | 138898802.8918 | 135162212.6773 | 131528834.8268 | 127995886.6446 | 124560662.1438 | 121220529.974 | 117972931.4064 | 114815378.3743 | 111745451.5681 | 108760798.5814
New Plant Rate |  | 0.010476 | 0.086308 | 0.16633 | 0.25754 | 0.32277 | 0.46842 | 0.47141 | 0.45451 | 0.43227 | 0.41124 | 0.76965 | 0.73668 | 0.71982 | 0.68311
Depreciation |  | 0 | -0.00027237 | -0.002244 | -0.0043246 | -0.0066959 | -0.008392 | -0.012179 | -0.012257 | -0.011817 | -0.011239 | -0.010692 | -0.020011 | -0.019154 | -0.018715
Load Growth |  | 0 | -0.00026189 | -0.0021577 | -0.0041583 | -0.0064384 | -0.0080693 | -0.01171 | -0.011785 | -0.011363 | -0.010807 | -0.010281 | -0.019241 | -0.018417 | -0.017996
New All Plant Postage Stamp (Less Exclude List): |  | 0.010476 | 0.076367 | 0.084425 | 0.099687 | 0.078369 | 0.16211 | 0.026878 | 0.0071508 | 0.00093586 | 0.0010189 | 0.37938 | 0.0062801 | 0.020716 | 0
New All Plant |  | 4938195.4616 | 36898788.5445 | 41811864.8677 | 50605097.1784 | 40777791.4217 | 86457908.0865 | 14693282.3283 | 4006864.2296 | 537507.0632 | 599857.8825 | 228926168.588 | 3884283.0563 | 13133537.2553 | 0
New All Plant Rev Reqmt |  | 987639.0923 | 7379757.7089 | 8362372.9735 | 10121019.4357 | 8155558.2843 | 17291581.6173 | 2938656.4657 | 801372.8459 | 107501.4126 | 119971.5765 | 45785233.7176 | 776856.6113 | 2626707.4511 | 0
Exclude List LP: |  | 0 | 0 | 0 | 0 | 0 | 0 | 0 | 0 | 0 | 0 | 0 | 0 | 0 | 0
Exclud List New Plant |  | 0 | 0 | 0 | 0 | 0 | 0 | 0 | 0 | 0 | 0 | 0 | 0 | 0 | 0
Exclud List New Plant Rev Reqmt |  | 0 | 0 | 0 | 0 | 0 | 0 | 0 | 0 | 0 | 0 | 0 | 0 | 0 | 0
Total Existing Capital Dollars | 791779459.7359 | 770576944.8363 | 750844317.6745 | 730452202.3723 | 710618461.1016 | 694494014.4588 | 675811063.3864 | 657644174.1338 | 639979433.2231 | 622803310.7192 | 606102649.8701 | 589864657.0318 | 574076891.8717 | 558727257.8403 | 543803992.9069 | 651842812.2448
Total New Capital Dollars | 0 | 4938195.4616 | 36898788.5445 | 41811864.8677 | 50605097.1784 | 40777791.4217 | 86457908.0865 | 14693282.3283 | 4006864.2296 | 537507.0632 | 599857.8825 | 228926168.588 | 3884283.0563 | 13133537.2553 | 0 | 527271145.9635
345 kV Existing and New Plant in Hiway-Byway - Rest in LP:
$ per kW-Mo | 1.8582 | 1.7824 | 1.8418 | 1.8111 | 1.8141 | 1.9119 | 2.07 | 1.985 | 1.8838 | 1.7877 | 1.6965 | 1.9844 | 1.8832 | 1.7976 | 1.7059
Existing 345 PostageStamp Rate | 0.45688 | 0.43358 | 0.41162 | 0.39063 | 0.3707 | 0.3518 | 0.33386 | 0.31683 | 0.30067 | 0.28534 | 0.27079 | 0.25698 | 0.24387 | 0.23143 | 0.21963
Depreciation |  | -0.011879 | -0.011273 | -0.010702 | -0.010156 | -0.0096383 | -0.0091468 | -0.0086803 | -0.0082376 | -0.0078175 | -0.0074188 | -0.0070404 | -0.0066814 | -0.0063406 | -0.0060172
Load Growth |  | -0.011422 | -0.01084 | -0.01029 | -0.0097657 | -0.0092676 | -0.008795 | -0.0083464 | -0.0079208 | -0.0075168 | -0.0071334 | -0.0067696 | -0.0064244 | -0.0060967 | -0.0057858
Existing 345 kV Plant |  | 209497256.5049 | 203857320.9012 | 198297112.4736 | 192888558.7309 | 187627523.2915 | 182509982.5938 | 177532022.8185 | 172689836.8961 | 167979721.5948 | 163398074.6883 | 158941392.2012 | 154606265.7289 | 150389379.8311 | 146287509.4962
Existing 345 kV Plant Rev Reqmt |  | 41899451.301 | 40771464.1802 | 39659422.4947 | 38577711.7462 | 37525504.6583 | 36501996.5188 | 35506404.5637 | 34537967.3792 | 33595944.319 | 32679614.9377 | 31788278.4402 | 30921253.1458 | 30077875.9662 | 29257501.8992
Existing Rest of Plant Byway Rate | 1.4013 | 1.3389 | 1.2974 | 1.2313 | 1.1685 | 1.1752 | 1.1152 | 1.0583 | 1.0044 | 0.95314 | 0.90453 | 0.8584 | 0.81462 | 0.77308 | 0.73365
Depreciation |  | -0.036433 | -0.034811 | -0.033733 | -0.032013 | -0.03038 | -0.030554 | -0.028996 | -0.027517 | -0.026114 | -0.024782 | -0.023518 | -0.022318 | -0.02118 | -0.0201
Load Growth |  | -0.035032 | -0.033472 | -0.032436 | -0.030782 | -0.029212 | -0.029379 | -0.02788 | -0.026459 | -0.025109 | -0.023829 | -0.022613 | -0.02146 | -0.020366 | -0.019327
Rest of Plant |  | 646925781.8979 | 642566646.2466 | 625040640.9703 | 607992657.4878 | 626751657.7548 | 609657006.2895 | 593028611.443 | 576853756.0659 | 561120069.8692 | 545815519.9635 | 530928401.6565 | 516447329.5013 | 502361228.5892 | 488659326.0794
Rest of Plant Rev Reqmt |  | 129385156.3796 | 128513329.2493 | 125008128.1941 | 121598531.4976 | 125350331.551 | 121931401.2579 | 118605722.2886 | 115370751.2132 | 112224013.9738 | 109163103.9927 | 106185680.3313 | 103289465.9003 | 100472245.7178 | 97731865.2159
New Plant Rate |  | 0.0099132 | 0.13277 | 0.1892 | 0.2749 | 0.385 | 0.62096 | 0.60983 | 0.57873 | 0.54921 | 0.5212 | 0.869 | 0.82475 | 0.79304 | 0.7526
Depreciation |  | 0 | -0.00025774 | -0.0034519 | -0.0049191 | -0.0071474 | -0.01001 | -0.016145 | -0.015856 | -0.015047 | -0.01428 | -0.013551 | -0.022594 | -0.021443 | -0.020619
Load Growth |  | 0 | -0.00024783 | -0.0033191 | -0.0047299 | -0.0068725 | -0.0096249 | -0.015524 | -0.015246 | -0.014468 | -0.01373 | -0.01303 | -0.021725 | -0.020619 | -0.019826
New EHV Postage Stamp (Less Exclude List): |  | 0.00066515 | 0.020173 | 0.026891 | 0.067774 | 0.025825 | 0.099235 | 0.020542 | 0 | 0 | 0 | 0.37437 | 7.242e-05 | 0.010358 | 0
New 345 kV Plant |  | 313545.7868 | 9747171.0002 | 13317980.2956 | 34404788.1115 | 13437676.5789 | 52925878.1665 | 11229699.5106 | 0 | 0 | 0 | 225905260.1935 | 44792.2553 | 6566544.6216 | 0
New 345 Plant Rev Reqmt |  | 62709.1574 | 1949434.2 | 2663596.0591 | 6880957.6223 | 2687535.3158 | 10585175.6333 | 2245939.9021 | 0 | 0 | 0 | 45181052.0387 | 8958.4511 | 1313308.9243 | 0
New LV LP: |  | 0.009248 | 0.10318 | 0.036312 | 0.027579 | 0.09829 | 0.15636 | 0 | 0 | 0 | 0 | 0 | 0 | 0 | 0
New LV Plant |  | 4359463.0685 | 49856554 | 17983979 | 14000000 | 51143261.18 | 83392355.041 | 0 | 0 | 0 | 0 | 0 | 0 | 0 | 0
New LV Rev Reqmt |  | 871892.6137 | 9971310.8 | 3596795.8 | 2800000 | 10228652.236 | 16678471.0082 | 0 | 0 | 0 | 0 | 0 | 0 | 0 | 0
Exclude List LP: |  | 0 | 0 | 0 | 0 | 0 | 0 | 0 | 0 | 0 | 0 | 0 | 0 | 0 | 0
Exclud List New Plant |  | 0 | 0 | 0 | 0 | 0 | 0 | 0 | 0 | 0 | 0 | 0 | 0 | 0 | 0
Exclud List New Plant Rev Reqmt |  | 0 | 0 | 0 | 0 | 0 | 0 | 0 | 0 | 0 | 0 | 0 | 0 | 0 | 0
Total Existing Capital Dollars |  | 856423038.4028 | 846423967.1479 | 823337753.4439 | 800881216.2187 | 814379181.0464 | 792166988.8833 | 770560634.2615 | 749543592.962 | 729099791.464 | 709213594.6518 | 689869793.8577 | 671053595.2302 | 652750608.4203 | 634946835.5757 | 752903613.6833
Total New Capital Dollars |  | 4673008.8553 | 59603725.0002 | 31301959.2956 | 48404788.1115 | 64580937.7589 | 136318233.2075 | 11229699.5106 | 0 | 0 | 0 | 225905260.1935 | 44792.2553 | 6566544.6216 | 0 | 588628948.81
Exclude List LP:
Exclud List New Plant |  | 4282860 | 13768722 | 0 | 0 | 34480000 | 0 | 0 | 0 | 0 | 0 | 0 | 0 | 0 | 0
Exclud List New Plant Rev Reqmt |  | 856572 | 2753744.4 | 0 | 0 | 6896000 | 0 | 0 | 0 | 0 | 0 | 0 | 0 | 0 | 0
Exclude List LP: |  | 0.0090855 | 0.028496 | 0 | 0 | 0.066266 | 0 | 0 | 0 | 0 | 0 | 0 | 0 | 0 | 0
Exclude List Capital Dollars |  | 4282860 | 13768722 | 0 | 0 | 34480000 | 0 | 0 | 0 | 0 | 0 | 0 | 0 | 0 | 0 | 52531582
Exclud List New 345 kV Plant |  | 0 | 807000 | 0 | 0 | 0 | 0 | 0 | 0 | 0 | 0 | 0 | 0 | 0 | 0
Exclud List New 345 kV Plant Rev Reqmt |  | 0 | 161400 | 0 | 0 | 0 | 0 | 0 | 0 | 0 | 0 | 0 | 0 | 0 | 0
Exclude List 345kV LP: |  | 0 | 0.0016702 | 0 | 0 | 0 | 0 | 0 | 0 | 0 | 0 | 0 | 0 | 0 | 0
Exclude List 345 kV Capital Dollars |  | 0 | 807000 | 0 | 0 | 0 | 0 | 0 | 0 | 0 | 0 | 0 | 0 | 0 | 0 | 807000
Exclud List New LV Plant |  | 4282860 | 12961722 | 0 | 0 | 34480000 | 0 | 0 | 0 | 0 | 0 | 0 | 0 | 0 | 0
Exclud List New LV Plant Rev Reqmt |  | 856572 | 2592344.4 | 0 | 0 | 6896000 | 0 | 0 | 0 | 0 | 0 | 0 | 0 | 0 | 0
Exclude List LV LP: |  | 0.0090855 | 0.026826 | 0 | 0 | 0.066266 | 0 | 0 | 0 | 0 | 0 | 0 | 0 | 0 | 0
Exclude List LV Capital Dollars |  | 4282860 | 12961722 | 0 | 0 | 34480000 | 0 | 0 | 0 | 0 | 0 | 0 | 0 | 0 | 0 | 51724582
Exclude List Postage Stamp:
Exclud List New Plant |  | 4282860 | 13768722 | 0 | 0 | 34480000 | 0 | 0 | 0 | 0 | 0 | 0 | 0 | 0 | 0
Exclud List New Plant Rev Reqmt |  | 856572 | 2753744.4 | 0 | 0 | 6896000 | 0 | 0 | 0 | 0 | 0 | 0 | 0 | 0 | 0
Exclude List Postage Stamp: |  | 0.00081392 | 0.0025528 | 0 | 0 | 0.0059364 | 0 | 0 | 0 | 0 | 0 | 0 | 0 | 0 | 0
Exclude List Capital Dollars |  | 4282860 | 13768722 | 0 | 0 | 34480000 | 0 | 0 | 0 | 0 | 0 | 0 | 0 | 0 | 0 | 52531582
Exclud List New 345 kV Plant |  | 0 | 807000 | 0 | 0 | 0 | 0 | 0 | 0 | 0 | 0 | 0 | 0 | 0 | 0
Exclud List New 345 kV Plant Rev Reqmt |  | 0 | 161400 | 0 | 0 | 0 | 0 | 0 | 0 | 0 | 0 | 0 | 0 | 0 | 0
Exclude List 345kV Postage Stamp: |  | 0 | 0.00014962 | 0 | 0 | 0 | 0 | 0 | 0 | 0 | 0 | 0 | 0 | 0 | 0
Exclude List 345 kV Capital Dollars |  | 0 | 807000 | 0 | 0 | 0 | 0 | 0 | 0 | 0 | 0 | 0 | 0 | 0 | 0 | 807000
Exclud List New LV Plant |  | 4282860 | 12961722 | 0 | 0 | 34480000 | 0 | 0 | 0 | 0 | 0 | 0 | 0 | 0 | 0
Exclud List New LV Plant Rev Reqmt |  | 856572 | 2592344.4 | 0 | 0 | 6896000 | 0 | 0 | 0 | 0 | 0 | 0 | 0 | 0 | 0
Exclude List LV Postage Stamp: |  | 0.00081392 | 0.0024032 | 0 | 0 | 0.0059364 | 0 | 0 | 0 | 0 | 0 | 0 | 0 | 0 | 0
Exclude List LV Capital Dollars |  | 4282860 | 12961722 | 0 | 0 | 34480000 | 0 | 0 | 0 | 0 | 0 | 0 | 0 | 0 | 0 | 51724582
Coincident Load kW: | 7856545 | 8052958.625 | 8254282.5906 | 8460639.6554 | 8672155.6468 | 8888959.5379 | 9111183.5264 | 9338963.1146 | 9572437.1924 | 9811748.1222 | 10057041.8253 | 10308467.8709 | 10566179.5677 | 10830334.0569 | 11101092.4083

## Summary
License Plate Rates ($ per kW-mo):
|  | 2006 | 2007 | 2008 | 2009 | 2010 | 2011 | 2012 | 2013 | 2014 | 2015 | 2016 | 2017 | 2018 | 2019 | 2020
Alliant West |  | 2.302 | 2.1939 | 2.1252 | 2.0168 | 1.914 | 1.8469 | 2.1767 | 2.0657 | 1.9603 | 1.8604 | 1.7655 | 1.6754 | 1.59 | 1.5089 | 1.4319
ATCLLC |  | 2.54 | 2.5198 | 3.2419 | 3.6188 | 3.6956 | 3.6172 | 3.4686 | 3.2917 | 3.1319 | 2.9736 | 2.8927 | 2.7452 | 2.7558 | 2.6153 | 2.4819
Ameren IL |  | 0.91518 | 0.87805 | 0.86295 | 1.1654 | 1.2006 | 1.1394 | 1.0812 | 1.0261 | 0.97377 | 0.92411 | 0.87698 | 0.83226 | 0.78981 | 0.74953 | 0.7113
Duke (Cinergy) |  | 1.358 | 1.2913 | 1.2698 | 1.2254 | 1.1982 | 1.1376 | 1.0877 | 1.0322 | 0.98037 | 0.93037 | 0.88378 | 0.8387 | 0.79593 | 0.75534 | 0.71682
Columbia MO |  | 0.357 | 0.33879 | 0.32151 | 0.30512 | 0.28956 | 0.27479 | 0.26077 | 0.24748 | 0.23485 | 0.22288 | 0.21151 | 0.20072 | 0.19049 | 0.18077 | 0.17155
CWLP |  | 1.903 | 1.8059 | 1.7138 | 1.6264 | 1.5435 | 1.4648 | 1.3901 | 1.3192 | 1.2519 | 1.188 | 1.1275 | 1.07 | 1.0154 | 0.96361 | 0.91446
GRE |  | 2.48 | 2.3577 | 2.286 | 2.3575 | 2.3388 | 2.2885 | 2.8591 | 3.2186 | 3.0544 | 2.8987 | 2.7508 | 2.6105 | 2.4774 | 2.3511 | 2.2312
ATSI (FE) |  | 1.18 | 1.1198 | 1.0746 | 1.0355 | 1.0104 | 0.96249 | 0.9138 | 0.8672 | 0.82297 | 0.781 | 0.74117 | 0.70337 | 0.6675 | 0.63345 | 0.60115
NIPSCO |  | 1.942 | 1.8444 | 1.7658 | 1.7014 | 1.6146 | 1.5323 | 1.4541 | 1.38 | 1.3096 | 1.2428 | 1.1794 | 1.1193 | 1.0622 | 1.008 | 0.95659
Hoosier |  | 3.17 | 3.0083 | 3.167 | 3.4521 | 3.3249 | 3.1553 | 2.9944 | 2.8417 | 2.6968 | 2.5592 | 2.4287 | 2.3048 | 2.1873 | 2.0757 | 1.9699
Ameren MO |  | 0.852 | 0.86235 | 0.82711 | 0.848 | 0.8178 | 0.825 | 0.78292 | 0.74299 | 0.7051 | 0.66914 | 0.63501 | 0.60263 | 0.57189 | 0.54273 | 0.51505
ITC |  | 1.765 | 1.7663 | 1.9073 | 2.0573 | 2.0008 | 1.9753 | 1.8745 | 1.7789 | 1.6882 | 1.6021 | 1.5204 | 3.3846 | 3.212 | 3.0482 | 2.8927
IP&L |  | 0.729 | 0.69182 | 0.67502 | 0.65333 | 0.62001 | 0.58839 | 0.55838 | 0.55441 | 0.52614 | 0.49931 | 0.47384 | 0.44967 | 0.42674 | 0.40498 | 0.38432
METC |  | 1.52 | 1.4578 | 1.5027 | 1.4663 | 1.4358 | 1.3895 | 1.5179 | 1.4405 | 1.4175 | 1.3452 | 1.2857 | 3.1619 | 3.0747 | 2.9567 | 2.8059
MP |  | 1.456 | 1.3849 | 1.3199 | 1.5349 | 1.5061 | 1.4806 | 1.4051 | 1.4903 | 1.4143 | 1.3422 | 1.2737 | 1.2087 | 1.1471 | 1.0886 | 1.0331
MDU |  | 2.867 | 2.7208 | 2.5924 | 2.4602 | 2.5138 | 2.3856 | 2.2639 | 2.1484 | 2.0389 | 1.9349 | 1.8362 | 1.7426 | 1.6537 | 1.5694 | 1.4893
Xcel (NSP) |  | 1.942 | 1.8613 | 2.0809 | 2.0102 | 1.9346 | 1.9964 | 2.5326 | 2.5086 | 2.3806 | 2.2592 | 2.144 | 2.0346 | 1.9309 | 1.8324 | 1.7389
OTP |  | 3.516 | 3.3367 | 3.1716 | 3.0637 | 3.0389 | 3.4807 | 5.3393 | 5.3931 | 5.118 | 4.857 | 4.6093 | 4.3742 | 4.1663 | 3.9539 | 3.7522
SIPC |  | 1.916 | 1.8183 | 2.0531 | 1.9484 | 1.8491 | 1.7548 | 1.6653 | 1.5803 | 1.4997 | 1.4233 | 1.3507 | 1.2818 | 1.2164 | 1.1544 | 1.0955
SMMPA |  | 2.519 | 2.3905 | 2.2686 | 2.1529 | 2.0431 | 1.9389 | 2.9492 | 2.7988 | 2.656 | 2.5206 | 2.392 | 2.27 | 2.1543 | 2.0444 | 1.9401
Vectren (SIEGO) |  | 1.264 | 1.1995 | 1.6634 | 1.7065 | 2.762 | 2.6212 | 3.5299 | 3.3499 | 3.179 | 3.0169 | 2.863 | 2.717 | 2.5784 | 2.4469 | 2.3221
MH |  | 3.503 | 3.3615 | 3.2653 | 3.1148 | 2.9559 | 3.1722 | 3.4587 | 3.3034 | 3.2047 | 3.0413 | 2.8862 | 2.739 | 2.5993 | 2.4667 | 2.3409
Postage Stamp Rate ($ per kW-mo):
| 12 CP Load | 2006 | 2007 | 2008 | 2009 | 2010 | 2011 | 2012 | 2013 | 2014 | 2015 | 2016 | 2017 | 2018 | 2019 | 2020
Alliant West | 2939201 | 0.07715 | 0.073528 | 0.071225 | 0.067593 | 0.064146 | 0.061899 | 0.07295 | 0.06923 | 0.065699 | 0.062348 | 0.059169 | 0.056151 | 0.053287 | 0.05057 | 0.047991
ATCLLC | 10185826 | 0.29501 | 0.29266 | 0.37653 | 0.42031 | 0.42922 | 0.42012 | 0.40286 | 0.38232 | 0.36375 | 0.34536 | 0.33598 | 0.31884 | 0.32007 | 0.30375 | 0.28826
Ameren IL | 4540501 | 0.047382 | 0.045459 | 0.044678 | 0.060336 | 0.062158 | 0.058988 | 0.05598 | 0.053125 | 0.050415 | 0.047844 | 0.045404 | 0.043089 | 0.040891 | 0.038806 | 0.036826
Duke (Cinergy) | 9865000 | 0.15276 | 0.14525 | 0.14284 | 0.13784 | 0.13478 | 0.12796 | 0.12235 | 0.11611 | 0.11028 | 0.10465 | 0.099412 | 0.094342 | 0.089531 | 0.084965 | 0.080632
Columbia MO | 207000 | 0.00084264 | 0.00079966 | 0.00075888 | 0.00072018 | 0.00068345 | 0.00064859 | 0.00061551 | 0.00058412 | 0.00055433 | 0.00052606 | 0.00049923 | 0.00047377 | 0.00044961 | 0.00042668 | 0.00040492
CWLP | 325000 | 0.0070522 | 0.0066925 | 0.0063512 | 0.0060273 | 0.0057199 | 0.0054282 | 0.0051513 | 0.0048886 | 0.0046393 | 0.0044027 | 0.0041782 | 0.0039651 | 0.0037629 | 0.003571 | 0.0033888
GRE | 999226 | 0.028256 | 0.026863 | 0.026046 | 0.026861 | 0.026648 | 0.026074 | 0.032575 | 0.036672 | 0.034801 | 0.033027 | 0.031342 | 0.029744 | 0.028227 | 0.026787 | 0.025421
ATSI (FE) | 10940249 | 0.1472 | 0.13969 | 0.13405 | 0.12918 | 0.12605 | 0.12007 | 0.11399 | 0.10818 | 0.10266 | 0.097427 | 0.092458 | 0.087743 | 0.083268 | 0.079021 | 0.074991
NIPSCO | 2860240 | 0.063336 | 0.060152 | 0.057589 | 0.055489 | 0.052659 | 0.049973 | 0.047424 | 0.045006 | 0.04271 | 0.040532 | 0.038465 | 0.036503 | 0.034642 | 0.032875 | 0.031198
Hoosier | 571800 | 0.020668 | 0.019614 | 0.020649 | 0.022508 | 0.021678 | 0.020573 | 0.019523 | 0.018528 | 0.017583 | 0.016686 | 0.015835 | 0.015027 | 0.014261 | 0.013534 | 0.012844
Ameren MO | 9407567 | 0.34005 | 0.092504 | 0.088724 | 0.090965 | 0.087725 | 0.088498 | 0.083984 | 0.079701 | 0.075636 | 0.071779 | 0.068118 | 0.064644 | 0.061347 | 0.058219 | 0.055249
ITC | 9238083 | 0.089748 | 0.18605 | 0.20091 | 0.21671 | 0.21076 | 0.20807 | 0.19746 | 0.18739 | 0.17783 | 0.16876 | 0.16016 | 0.35652 | 0.33834 | 0.32109 | 0.30471
IP&L | 2574417 | 0.051811 | 0.020308 | 0.019815 | 0.019178 | 0.0182 | 0.017272 | 0.016391 | 0.016275 | 0.015445 | 0.014657 | 0.01391 | 0.0132 | 0.012527 | 0.011888 | 0.011282
METC | 7116500 | 0.059156 | 0.1183 | 0.12194 | 0.11898 | 0.11651 | 0.11276 | 0.12317 | 0.11689 | 0.11502 | 0.10916 | 0.10433 | 0.25658 | 0.2495 | 0.23992 | 0.22769
MP | 1680898 | 0.029133 | 0.026544 | 0.025298 | 0.02942 | 0.028866 | 0.028378 | 0.026931 | 0.028564 | 0.027107 | 0.025724 | 0.024412 | 0.023167 | 0.021986 | 0.020865 | 0.019801
MDU | 553279 | 0.0091856 | 0.017165 | 0.016355 | 0.015521 | 0.015859 | 0.01505 | 0.014282 | 0.013554 | 0.012863 | 0.012207 | 0.011584 | 0.010993 | 0.010433 | 0.0099007 | 0.0093958
Xcel (NSP) | 7856545 | 0.25684 | 0.16674 | 0.18641 | 0.18008 | 0.17331 | 0.17885 | 0.22688 | 0.22473 | 0.21327 | 0.20239 | 0.19207 | 0.18227 | 0.17298 | 0.16415 | 0.15578
OTP | 700616 | 0.015514 | 0.026656 | 0.025337 | 0.024475 | 0.024277 | 0.027807 | 0.042654 | 0.043084 | 0.040887 | 0.038802 | 0.036823 | 0.034945 | 0.033284 | 0.031587 | 0.029976
SIPC | 343000 | 0.013751 | 0.0071114 | 0.00803 | 0.0076204 | 0.0072318 | 0.006863 | 0.006513 | 0.0061808 | 0.0058656 | 0.0055664 | 0.0052825 | 0.0050131 | 0.0047575 | 0.0045148 | 0.0042846
SMMPA | 255700 | 0.0055863 | 0.0069699 | 0.0066144 | 0.0062771 | 0.005957 | 0.0056532 | 0.0085987 | 0.0081602 | 0.007744 | 0.0073491 | 0.0069743 | 0.0066186 | 0.006281 | 0.0059607 | 0.0056567
Vectren (SIEGO) | 1028167 | 0.029532 | 0.014063 | 0.019501 | 0.020007 | 0.032381 | 0.03073 | 0.041383 | 0.039273 | 0.03727 | 0.035369 | 0.033565 | 0.031853 | 0.030229 | 0.028687 | 0.027224
MH | 3511000 | 0.050603 | 0.13458 | 0.13072 | 0.1247 | 0.11834 | 0.127 | 0.13846 | 0.13225 | 0.1283 | 0.12176 | 0.11555 | 0.10965 | 0.10406 | 0.098754 | 0.093718
Total: | 87699815 | 1.7906 | 1.6277 | 1.7304 | 1.7808 | 1.7631 | 1.7387 | 1.8001 | 1.7307 | 1.6503 | 1.5663 | 1.4955 | 1.7813 | 1.7141 | 1.6298 | 1.5467
Percent Increase: |  |  | -9.095% | 6.308% | 2.913% | -0.991% | -1.389% | 3.536% | -3.858% | -4.643% | -5.09% | -4.521% | 19.11% | -3.774% | -4.917% | -5.1%
Regionalize 345 New kV Plant and Lower Voltages Additions Stay in Pricing Zones ($/kW-mo)
|  | 2006 | 2007 | 2008 | 2009 | 2010 | 2011 | 2012 | 2013 | 2014 | 2015 | 2016 | 2017 | 2018 | 2019 | 2020
Alliant West |  | 2.302 | 2.1946 | 2.1471 | 2.0645 | 2.027 | 1.98 | 2.1301 | 2.042 | 1.9379 | 1.839 | 1.7452 | 2.0306 | 1.9271 | 1.8392 | 1.7454
ATCLLC |  | 2.54 | 2.5399 | 3.288 | 3.286 | 3.2039 | 3.1562 | 3.0517 | 2.8961 | 2.7564 | 2.6172 | 2.8693 | 2.723 | 2.6559 | 2.5205 | 2.3919
Ameren IL |  | 0.91518 | 0.87871 | 0.88028 | 1.0018 | 1.0472 | 1.0196 | 1.0668 | 1.0329 | 0.98027 | 0.93027 | 0.88283 | 1.2122 | 1.1504 | 1.1021 | 1.0459
Duke (Cinergy) |  | 1.358 | 1.2919 | 1.2904 | 1.2719 | 1.3107 | 1.2702 | 1.3128 | 1.2664 | 1.2026 | 1.1412 | 1.0839 | 1.403 | 1.3315 | 1.2739 | 1.209
Columbia MO |  | 0.357 | 0.33946 | 0.34232 | 0.35175 | 0.40159 | 0.40693 | 0.48541 | 0.4812 | 0.45666 | 0.43337 | 0.41127 | 0.76466 | 0.72574 | 0.69908 | 0.66343
CWLP |  | 1.903 | 1.8066 | 1.7346 | 1.6731 | 1.6555 | 1.5969 | 1.6147 | 1.5529 | 1.4737 | 1.3985 | 1.3272 | 1.6339 | 1.5506 | 1.4819 | 1.4063
GRE |  | 2.48 | 2.3584 | 2.3079 | 2.4089 | 2.4567 | 2.4261 | 2.5627 | 2.5182 | 2.3897 | 2.2679 | 2.1522 | 2.4168 | 2.2936 | 2.187 | 2.0755
ATSI (FE) |  | 1.18 | 1.1205 | 1.0955 | 1.0785 | 1.1152 | 1.0877 | 1.1319 | 1.0947 | 1.0389 | 0.98589 | 0.93561 | 1.2623 | 1.198 | 1.1472 | 1.0887
NIPSCO |  | 1.942 | 1.845 | 1.7867 | 1.7481 | 1.7268 | 1.6645 | 1.6789 | 1.6138 | 1.5315 | 1.4534 | 1.3793 | 1.6833 | 1.5975 | 1.5264 | 1.4486
Hoosier |  | 3.17 | 3.009 | 3.1878 | 3.4987 | 3.4369 | 3.2875 | 3.219 | 3.0754 | 2.9186 | 2.7697 | 2.6285 | 2.8688 | 2.7225 | 2.5941 | 2.4618
Ameren MO |  | 0.852 | 0.86301 | 0.84757 | 0.88988 | 0.92232 | 0.95001 | 1.0008 | 0.9703 | 0.92081 | 0.87385 | 0.82928 | 1.1614 | 1.1022 | 1.0564 | 1.0025
ITC |  | 1.765 | 1.7606 | 1.9124 | 1.9534 | 1.9361 | 1.9174 | 1.9188 | 1.8415 | 1.7476 | 1.6585 | 1.5739 | 1.8874 | 1.7912 | 1.7102 | 1.623
IP&L |  | 0.729 | 0.69249 | 0.69583 | 0.70024 | 0.7323 | 0.72078 | 0.78325 | 0.78836 | 0.74815 | 0.71 | 0.67379 | 1.0138 | 0.96217 | 0.92345 | 0.87636
METC |  | 1.52 | 1.4585 | 1.5046 | 1.495 | 1.5307 | 1.5055 | 1.5715 | 1.5119 | 1.4853 | 1.4095 | 1.3468 | 1.6719 | 1.6599 | 1.6244 | 1.5415
MP |  | 1.456 | 1.3856 | 1.3407 | 1.5876 | 1.6238 | 1.6182 | 1.6349 | 1.572 | 1.4919 | 1.4158 | 1.3436 | 1.6494 | 1.5654 | 1.4959 | 1.4196
MDU |  | 2.867 | 2.7214 | 2.6132 | 2.5069 | 2.6258 | 2.5177 | 2.4885 | 2.3822 | 2.2607 | 2.1454 | 2.036 | 2.3065 | 2.1889 | 2.0877 | 1.9812
Xcel (NSP) |  | 1.942 | 1.862 | 1.9163 | 1.8809 | 1.8797 | 1.9718 | 2.123 | 2.0353 | 1.9315 | 1.833 | 1.7395 | 2.0252 | 1.9219 | 1.8343 | 1.7407
OTP |  | 3.516 | 3.3373 | 3.1924 | 3.1103 | 3.1509 | 3.6129 | 5.3763 | 5.1226 | 4.8614 | 4.6134 | 4.3781 | 4.5292 | 4.3135 | 4.1039 | 3.8946
SIPC |  | 1.916 | 1.8189 | 2.0821 | 2.0028 | 1.9685 | 1.8939 | 1.8965 | 1.8204 | 1.7275 | 1.6394 | 1.5558 | 1.8508 | 1.7565 | 1.6773 | 1.5917
SMMPA |  | 2.519 | 2.3912 | 2.2894 | 2.1995 | 2.1551 | 2.0711 | 2.2751 | 2.1796 | 2.0685 | 1.963 | 1.8629 | 2.1422 | 2.033 | 1.9397 | 1.8408
Vectren (SIEGO) |  | 1.264 | 1.2002 | 1.6842 | 1.7532 | 2.1912 | 2.1053 | 2.2145 | 2.1221 | 2.0139 | 1.9112 | 1.8137 | 2.0956 | 1.9888 | 1.8977 | 1.8009
MH |  | 3.503 | 3.3622 | 3.2861 | 3.1614 | 3.0679 | 3.3044 | 3.6833 | 3.5371 | 3.4265 | 3.2518 | 3.0859 | 3.3029 | 3.1346 | 2.9851 | 2.8328
Regionalize All New kV Plant ($/kW-mo)
|  | 2006 | 2007 | 2008 | 2009 | 2010 | 2011 | 2012 | 2013 | 2014 | 2015 | 2016 | 2017 | 2018 | 2019 | 2020
Alliant West |  | 2.302 | 2.1951 | 2.2037 | 2.1758 | 2.1645 | 2.1325 | 2.1858 | 2.1012 | 2.0012 | 1.9001 | 1.8042 | 2.0916 | 1.9912 | 1.9104 | 1.8129
ATCLLC |  | 2.54 | 2.571 | 3.1579 | 3.1288 | 3.0476 | 3.0543 | 2.9272 | 2.785 | 2.6439 | 2.5101 | 2.7615 | 2.6269 | 2.5137 | 2.3855 | 2.2659
Ameren IL |  | 0.91518 | 0.88795 | 0.92617 | 1.0631 | 1.1089 | 1.1307 | 1.2352 | 1.1991 | 1.1451 | 1.0876 | 1.0332 | 1.3598 | 1.2968 | 1.2514 | 1.1875
Duke (Cinergy) |  | 1.358 | 1.3006 | 1.3492 | 1.369 | 1.4236 | 1.4294 | 1.5186 | 1.468 | 1.4003 | 1.3298 | 1.263 | 1.578 | 1.5038 | 1.4478 | 1.374
Columbia MO |  | 0.357 | 0.34927 | 0.40782 | 0.47145 | 0.54709 | 0.59756 | 0.72919 | 0.71888 | 0.68937 | 0.65515 | 0.62275 | 0.97037 | 0.92716 | 0.90059 | 0.85466
CWLP |  | 1.903 | 1.8164 | 1.8002 | 1.7928 | 1.801 | 1.7875 | 1.8585 | 1.7906 | 1.7064 | 1.6203 | 1.5387 | 1.8396 | 1.7521 | 1.6834 | 1.5976
GRE |  | 2.48 | 2.364 | 2.3645 | 2.4792 | 2.5082 | 2.4587 | 2.4954 | 2.395 | 2.28 | 2.1647 | 2.0553 | 2.3298 | 2.2173 | 2.1249 | 2.0166
ATSI (FE) |  | 1.18 | 1.1303 | 1.1557 | 1.1812 | 1.2207 | 1.2368 | 1.3358 | 1.2946 | 1.2357 | 1.1736 | 1.1148 | 1.4373 | 1.3703 | 1.3211 | 1.2537
NIPSCO |  | 1.942 | 1.8534 | 1.8414 | 1.8319 | 1.8382 | 1.8228 | 1.892 | 1.8224 | 1.7366 | 1.6489 | 1.5659 | 1.8654 | 1.7765 | 1.7066 | 1.6196
Hoosier |  | 3.17 | 3.0188 | 2.9412 | 2.8756 | 2.8287 | 2.7628 | 2.784 | 2.6689 | 2.5399 | 2.4113 | 2.2894 | 2.552 | 2.4281 | 2.325 | 2.2064
Ameren MO |  | 0.852 | 0.87271 | 0.91005 | 1.0037 | 1.0522 | 1.0769 | 1.1841 | 1.1506 | 1.0991 | 1.044 | 0.99173 | 1.3205 | 1.2595 | 1.2159 | 1.1539
ITC |  | 1.765 | 1.7188 | 1.7322 | 1.7283 | 1.7398 | 1.7295 | 1.8034 | 1.7383 | 1.6568 | 1.5732 | 1.494 | 1.7972 | 1.7118 | 1.6452 | 1.5613
IP&L |  | 0.729 | 0.7023 | 0.74285 | 0.80059 | 0.85945 | 0.89398 | 1.0105 | 0.98584 | 0.94271 | 0.89557 | 0.85092 | 1.1869 | 1.1326 | 1.0956 | 1.0397
METC |  | 1.52 | 1.4569 | 1.4692 | 1.4787 | 1.503 | 1.5047 | 1.594 | 1.5396 | 1.4682 | 1.3943 | 1.3242 | 1.636 | 1.559 | 1.5002 | 1.4237
MP |  | 1.456 | 1.3922 | 1.3976 | 1.6561 | 1.6713 | 1.6645 | 1.7417 | 1.6797 | 1.6012 | 1.5205 | 1.444 | 1.7497 | 1.6668 | 1.6025 | 1.5207
MDU |  | 2.867 | 2.7313 | 2.6683 | 2.6167 | 2.5829 | 2.5295 | 2.5626 | 2.4588 | 2.3406 | 2.2221 | 2.1098 | 2.3816 | 2.2664 | 2.1716 | 2.0608
Xcel (NSP) |  | 1.942 | 1.8625 | 1.8724 | 1.8613 | 1.8661 | 1.9156 | 1.98 | 1.9059 | 1.8158 | 1.7241 | 1.6372 | 1.9331 | 1.8408 | 1.7676 | 1.6775
OTP |  | 3.516 | 3.3472 | 3.2528 | 3.1714 | 3.1093 | 3.0291 | 3.0367 | 2.9087 | 2.7675 | 2.6273 | 2.4943 | 2.7465 | 2.6127 | 2.5002 | 2.3727
SIPC |  | 1.916 | 1.8288 | 2.1476 | 2.1225 | 2.114 | 2.0845 | 2.1403 | 2.058 | 1.9602 | 1.8612 | 1.7673 | 2.0565 | 1.9579 | 1.8788 | 1.783
SMMPA |  | 2.519 | 2.401 | 2.3549 | 2.3192 | 2.3007 | 2.2617 | 2.3084 | 2.2176 | 2.1116 | 2.0049 | 1.9037 | 2.186 | 2.0807 | 1.9953 | 1.8936
Vectren (SIEGO) |  | 1.264 | 1.21 | 1.2247 | 1.2466 | 1.2827 | 1.2957 | 1.3917 | 1.3476 | 1.286 | 1.2214 | 1.1601 | 1.4803 | 1.4111 | 1.3599 | 1.2905
MH |  | 3.503 | 3.3348 | 3.2411 | 3.1602 | 3.0988 | 3.0191 | 3.0272 | 2.8997 | 2.759 | 2.6192 | 2.4866 | 2.7392 | 2.6058 | 2.4936 | 2.3664
RECB 1 ($/kW-mo)
|  | 2006 | 2007 | 2008 | 2009 | 2010 | 2011 | 2012 | 2013 | 2014 | 2015 | 2016 | 2017 | 2018 | 2019 | 2020 |  | 2021 | 2021 | 2021 | 2021
Alliant West |  | 2.302 | 2.1939 | 2.1264 | 2.0182 | 1.9157 | 1.8495 | 2.1346 | 2.0259 | 1.9226 | 1.8245 | 1.7315 | 1.6457 | 1.5617 | 1.4822 | 1.4066 |  | LP | PS | 345 kV | 100 kV
ATCLLC |  | 2.54 | 2.5202 | 3.243 | 3.5325 | 3.5739 | 3.4852 | 3.3438 | 3.1733 | 3.0195 | 2.8669 | 2.788 | 2.6458 | 2.6439 | 2.5091 | 2.3811 |  | 100% | 94.9% | 90.06% | 0%
Ameren IL |  | 0.91518 | 0.87805 | 0.86316 | 1.1316 | 1.1581 | 1.0993 | 1.0442 | 0.9912 | 0.94065 | 0.89267 | 0.84715 | 0.80782 | 0.76662 | 0.72763 | 0.69052 |  | 100% | 94.91% | 90.07% | 0%
Duke (Cinergy) |  | 1.358 | 1.2913 | 1.2712 | 1.2277 | 1.2029 | 1.1426 | 1.0949 | 1.0395 | 0.98731 | 0.93696 | 0.89005 | 0.85308 | 0.80958 | 0.76852 | 0.72933 |  | 100% | 94.93% | 90.09% | 0%
Columbia MO |  | 0.357 | 0.33879 | 0.32152 | 0.30514 | 0.28961 | 0.27485 | 0.26088 | 0.24759 | 0.23496 | 0.22298 | 0.2116 | 0.20099 | 0.19074 | 0.18102 | 0.17178 |  | 100% | 94.9% | 90.06% | 0%
CWLP |  | 1.903 | 1.8059 | 1.7139 | 1.6265 | 1.5436 | 1.4649 | 1.3902 | 1.3193 | 1.2521 | 1.1882 | 1.1276 | 1.0704 | 1.0158 | 0.96399 | 0.91483 |  | 100% | 94.9% | 90.06% | 0%
GRE |  | 2.48 | 2.3577 | 2.2872 | 2.3635 | 2.3472 | 2.2982 | 2.7778 | 3.064 | 2.9077 | 2.7594 | 2.6187 | 2.486 | 2.3592 | 2.2389 | 2.1247 |  | #REF! | #REF! | #REF! | #REF!
ATSI (FE) |  | 1.18 | 1.1198 | 1.0754 | 1.0366 | 1.0131 | 0.96569 | 0.91933 | 0.87296 | 0.82844 | 0.78619 | 0.74609 | 0.71738 | 0.6808 | 0.64633 | 0.61337 |  | 100% | 94.9% | 90.06% | 0%
NIPSCO |  | 1.942 | 1.8444 | 1.7663 | 1.7027 | 1.6163 | 1.534 | 1.4564 | 1.3823 | 1.3118 | 1.2449 | 1.1814 | 1.1236 | 1.0663 | 1.012 | 0.96037 |  | 100% | 94.94% | 90.1% | 0%
Hoosier |  | 3.17 | 3.0083 | 3.1748 | 3.4707 | 3.3439 | 3.1734 | 3.0117 | 2.8581 | 2.7123 | 2.574 | 2.4427 | 2.3186 | 2.2004 | 2.0882 | 1.9817 |  | 100% | 94.91% | 90.07% | 0%
Ameren MO |  | 0.852 | 0.86236 | 0.8243 | 0.8385 | 0.79719 | 0.76688 | 0.84823 | 0.80541 | 0.76434 | 0.72536 | 0.68836 | 0.66129 | 0.62756 | 0.59578 | 0.5654 |  | 100% | 94.9% | 90.06% | 0%
ITC |  | 1.765 | 1.765 | 1.9102 | 2.039 | 1.9791 | 1.9526 | 1.8551 | 1.7609 | 1.6711 | 1.5859 | 1.505 | 3.0323 | 2.8777 | 2.7311 | 2.5919 |  | 100% | 94.94% | 90.09% | 0%
IP&L |  | 0.729 | 0.69182 | 0.67561 | 0.65436 | 0.62139 | 0.58985 | 0.56035 | 0.55701 | 0.5286 | 0.50165 | 0.47606 | 0.45398 | 0.43083 | 0.40892 | 0.38806 |  | 100% | 94.91% | 90.07% | 0%
METC |  | 1.52 | 1.4578 | 1.5021 | 1.4671 | 1.4388 | 1.3935 | 1.4963 | 1.4204 | 1.3996 | 1.3283 | 1.2699 | 2.8074 | 2.74 | 2.6401 | 2.5055 |  | 100% | 94.91% | 90.07% | 0%
MP |  | 1.456 | 1.3849 | 1.3201 | 1.5423 | 1.5146 | 1.4901 | 1.4144 | 1.471 | 1.396 | 1.3248 | 1.2572 | 1.1945 | 1.1336 | 1.0758 | 1.021 |  | 100% | 96.36% | 91.44% | 0%
MDU |  | 2.867 | 2.7208 | 2.5927 | 2.4605 | 2.5186 | 2.3902 | 2.2684 | 2.1528 | 2.043 | 1.9388 | 1.8399 | 1.7465 | 1.6575 | 1.573 | 1.4927 |  | 100% | 94.9% | 90.06% | 0%
Xcel (NSP) |  | 1.942 | 1.8613 | 2.051 | 1.9832 | 1.9108 | 1.9784 | 2.4337 | 2.3961 | 2.2739 | 2.1579 | 2.0479 | 1.9502 | 1.8507 | 1.7565 | 1.6669 |  | 100% | 94.9% | 90.06% | 0%
OTP |  | 3.516 | 3.3367 | 3.1718 | 3.0652 | 3.0437 | 3.5003 | 5.3704 | 5.364 | 5.0904 | 4.8308 | 4.5844 | 4.3512 | 4.1449 | 3.9335 | 3.7329 |  | 100% | 94.91% | 90.07% | 0%
SIPC |  | 1.916 | 1.8183 | 2.0613 | 1.9562 | 1.8565 | 1.7619 | 1.6721 | 1.5868 | 1.5059 | 1.4291 | 1.3562 | 1.2873 | 1.2217 | 1.1594 | 1.1003 |  | 100% | 94.9% | 90.06% | 0%
SMMPA |  | 2.519 | 2.3905 | 2.2686 | 2.1529 | 2.0432 | 1.939 | 2.7928 | 2.6504 | 2.5152 | 2.3869 | 2.2652 | 2.1499 | 2.0403 | 1.9362 | 1.8375 |  | 100% | 94.9% | 90.06% | 0%
Vectren (SIEGO) |  | 1.264 | 1.1995 | 1.6766 | 1.7223 | 2.6657 | 2.5298 | 3.2799 | 3.1127 | 2.9539 | 2.8033 | 2.6603 | 2.5255 | 2.3967 | 2.2745 | 2.1585 |  | 100% | 94.9% | 90.06% | 0%
MH |  | 3.503 | 3.3615 | 3.2673 | 3.1173 | 2.9589 | 3.1844 | 3.4822 | 3.3264 | 3.2284 | 3.0637 | 2.9075 | 2.7622 | 2.6213 | 2.4877 | 2.3608 |  | 100% | 94.9% | 90.06% | 0%
RECB 1 (New) HB100 (Old) ($/kW-mo)
|  | 2006 | 2007 | 2008 | 2009 | 2010 | 2011 | 2012 | 2013 | 2014 | 2015 | 2016 | 2017 | 2018 | 2019 | 2020
Alliant West |  | 1.6797 | 1.6033 | 1.566 | 1.4863 | 1.4109 | 1.3705 | 1.68 | 1.5945 | 1.5132 | 1.436 | 1.3628 | 1.2958 | 1.2297 | 1.167 | 1.1075
ATCLLC |  | 1.709 | 1.7316 | 2.4945 | 2.8222 | 2.8998 | 2.8456 | 2.7368 | 2.5972 | 2.4728 | 2.3481 | 2.2957 | 2.1786 | 2.2005 | 2.0883 | 1.9818
Ameren IL |  | 1.6797 | 1.6035 | 1.5516 | 1.785 | 1.7781 | 1.6877 | 1.6027 | 1.5211 | 1.4436 | 1.3699 | 1.3001 | 1.2376 | 1.1745 | 1.1147 | 1.0579
Duke (Cinergy) |  | 1.6797 | 1.5965 | 1.5609 | 1.5027 | 1.4637 | 1.3902 | 1.3299 | 1.2625 | 1.1989 | 1.1378 | 1.0806 | 1.0339 | 0.9812 | 0.9314 | 0.88389
Columbia MO |  | 1.6797 | 1.594 | 1.5127 | 1.4356 | 1.3624 | 1.2929 | 1.227 | 1.1645 | 1.1051 | 1.0487 | 0.99523 | 0.94465 | 0.89648 | 0.85076 | 0.80737
CWLP |  | 1.6797 | 1.594 | 1.5127 | 1.4356 | 1.3624 | 1.293 | 1.2271 | 1.1645 | 1.1051 | 1.0488 | 0.99529 | 0.9448 | 0.89662 | 0.8509 | 0.8075
GRE |  | 1.6797 | 1.5982 | 1.5664 | 1.6794 | 1.698 | 1.6821 | 2.1932 | 2.5092 | 2.3812 | 2.2598 | 2.1445 | 2.036 | 1.9322 | 1.8337 | 1.7402
ATSI (FE) |  | 1.6797 | 1.594 | 1.5254 | 1.4636 | 1.4183 | 1.3503 | 1.2843 | 1.2193 | 1.1571 | 1.0981 | 1.0421 | 0.99831 | 0.9474 | 0.89934 | 0.85348
NIPSCO |  | 1.6797 | 1.5954 | 1.53 | 1.4785 | 1.4035 | 1.3321 | 1.2648 | 1.2004 | 1.1392 | 1.0811 | 1.026 | 0.9761 | 0.92632 | 0.87914 | 0.83431
Hoosier |  | 1.6797 | 1.594 | 1.8326 | 2.197 | 2.1351 | 2.0262 | 1.923 | 1.825 | 1.7319 | 1.6436 | 1.5598 | 1.4807 | 1.4052 | 1.3335 | 1.2655
Ameren MO |  | 1.6797 | 1.6478 | 1.5697 | 1.5459 | 1.4685 | 1.4039 | 1.4528 | 1.3792 | 1.3088 | 1.2421 | 1.1787 | 1.1266 | 1.0692 | 1.0149 | 0.96312
ITC |  | 1.6797 | 1.684 | 1.8334 | 1.9661 | 1.9099 | 1.8869 | 1.7928 | 1.7018 | 1.615 | 1.5326 | 1.4545 | 2.9844 | 2.8322 | 2.6879 | 2.5508
IP&L |  | 1.6797 | 1.594 | 1.5318 | 1.4669 | 1.3925 | 1.3216 | 1.2548 | 1.216 | 1.154 | 1.0951 | 1.0393 | 0.98849 | 0.93808 | 0.89029 | 0.84489
METC |  | 1.6797 | 1.6093 | 1.6459 | 1.6036 | 1.5683 | 1.5164 | 1.613 | 1.531 | 1.5047 | 1.4279 | 1.3645 | 2.8972 | 2.8252 | 2.721 | 2.5822
MP |  | 1.6797 | 1.5972 | 1.5216 | 1.7335 | 1.696 | 1.6622 | 1.5778 | 1.626 | 1.5431 | 1.4644 | 1.3897 | 1.3203 | 1.253 | 1.1891 | 1.1285
MDU |  | 1.6797 | 1.594 | 1.5234 | 1.4457 | 1.5556 | 1.4763 | 1.4011 | 1.3297 | 1.2619 | 1.1975 | 1.1364 | 1.079 | 1.0239 | 0.97173 | 0.92217
Xcel (NSP) |  | 1.6797 | 1.6123 | 1.8147 | 1.759 | 1.698 | 1.7765 | 2.242 | 2.2143 | 2.1013 | 1.9942 | 1.8925 | 1.8027 | 1.7107 | 1.6237 | 1.5409
OTP |  | 1.6797 | 1.594 | 1.5179 | 1.4957 | 1.5543 | 2.0868 | 4.0291 | 4.091 | 3.8824 | 3.6844 | 3.4965 | 3.3188 | 3.1651 | 3.0037 | 2.8505
SIPC |  | 1.6797 | 1.594 | 1.8485 | 1.7542 | 1.6648 | 1.5799 | 1.4994 | 1.423 | 1.3504 | 1.2815 | 1.2162 | 1.1545 | 1.0956 | 1.0397 | 0.98668
SMMPA |  | 1.6797 | 1.594 | 1.5127 | 1.4356 | 1.3624 | 1.2929 | 2.1797 | 2.0685 | 1.9631 | 1.8629 | 1.7679 | 1.678 | 1.5924 | 1.5112 | 1.4341
Vectren (SIEGO) |  | 1.6797 | 1.594 | 2.0509 | 2.0775 | 3.0029 | 2.8498 | 3.5835 | 3.4008 | 3.2273 | 3.0628 | 2.9066 | 2.7592 | 2.6185 | 2.485 | 2.3582
MH |  | 1.6797 | 1.6312 | 1.6252 | 1.559 | 1.48 | 1.781 | 2.1504 | 2.0625 | 2.0289 | 1.9254 | 1.8272 | 1.737 | 1.6484 | 1.5644 | 1.4847
RECB 1 (New) HB345 (Old) ($/kW-mo)
|  | 2006 | 2007 | 2008 | 2009 | 2010 | 2011 | 2012 | 2013 | 2014 | 2015 | 2016 | 2017 | 2018 | 2019 | 2020
Alliant West |  | 2.4686 | 2.3521 | 2.2765 | 2.1606 | 2.0508 | 1.9778 | 2.2563 | 2.1414 | 2.0322 | 1.9285 | 1.8302 | 1.7394 | 1.6506 | 1.5665 | 1.4866
ATCLLC |  | 2.5336 | 2.5141 | 3.2372 | 3.527 | 3.5687 | 3.4803 | 3.3392 | 3.1689 | 3.0153 | 2.8629 | 2.7842 | 2.6422 | 2.6405 | 2.5058 | 2.378
Ameren IL |  | 0.96764 | 0.92784 | 0.9104 | 1.1764 | 1.2006 | 1.1397 | 1.0826 | 1.0276 | 0.97516 | 0.92543 | 0.87823 | 0.83732 | 0.79461 | 0.7542 | 0.71573
Duke (Cinergy) |  | 1.5216 | 1.4465 | 1.4185 | 1.3675 | 1.3355 | 1.2685 | 1.2144 | 1.1529 | 1.0949 | 1.0391 | 0.98695 | 0.94504 | 0.89685 | 0.85134 | 0.80792
Columbia MO |  | 0.81388 | 0.77238 | 0.73299 | 0.69562 | 0.66018 | 0.62652 | 0.59462 | 0.5643 | 0.53552 | 0.50821 | 0.48229 | 0.45787 | 0.43452 | 0.41236 | 0.39133
CWLP |  | 2.3599 | 2.2395 | 2.1253 | 2.017 | 1.9141 | 1.8165 | 1.724 | 1.6361 | 1.5526 | 1.4734 | 1.3983 | 1.3273 | 1.2596 | 1.1953 | 1.1344
GRE |  | 2.3379 | 2.2228 | 2.1592 | 2.242 | 2.2319 | 2.1888 | 2.674 | 2.9655 | 2.8143 | 2.6707 | 2.5345 | 2.4061 | 2.2834 | 2.167 | 2.0565
ATSI (FE) |  | 1.0869 | 1.0315 | 0.99153 | 0.95698 | 0.93753 | 0.89402 | 0.85131 | 0.80841 | 0.76718 | 0.72805 | 0.69092 | 0.66502 | 0.63111 | 0.59918 | 0.56862
NIPSCO |  | 1.7111 | 1.6252 | 1.5583 | 1.5053 | 1.429 | 1.3563 | 1.2878 | 1.2222 | 1.1599 | 1.1007 | 1.0446 | 0.99376 | 0.94308 | 0.89505 | 0.8494
Hoosier |  | 2.9601 | 2.8091 | 2.9858 | 3.2913 | 3.1736 | 3.0118 | 2.8583 | 2.7126 | 2.5743 | 2.443 | 2.3184 | 2.2006 | 2.0884 | 1.9819 | 1.8808
Ameren MO |  | 1.0215 | 1.0232 | 0.97695 | 0.98337 | 0.93467 | 0.89735 | 0.97205 | 0.92291 | 0.87585 | 0.83118 | 0.78879 | 0.75659 | 0.71801 | 0.68161 | 0.64685
ITC |  | 1.5141 | 1.527 | 1.6843 | 1.8246 | 1.7756 | 1.7595 | 1.6719 | 1.587 | 1.5061 | 1.4293 | 1.3564 | 2.8913 | 2.7438 | 2.6041 | 2.4713
IP&L |  | 0.78553 | 0.74547 | 0.72652 | 0.70267 | 0.66723 | 0.63336 | 0.60164 | 0.5962 | 0.56579 | 0.53693 | 0.50955 | 0.48576 | 0.46099 | 0.43754 | 0.41522
METC |  | 1.4185 | 1.3615 | 1.4108 | 1.3804 | 1.3565 | 1.3154 | 1.4222 | 1.35 | 1.3329 | 1.2649 | 1.2098 | 2.7503 | 2.6859 | 2.5887 | 2.4567
MP |  | 1.8857 | 1.7927 | 1.7072 | 1.9096 | 1.8631 | 1.8208 | 1.7284 | 1.7689 | 1.6787 | 1.5931 | 1.5118 | 1.4362 | 1.3629 | 1.2934 | 1.2275
MDU |  | 2.8991 | 2.7513 | 2.6216 | 2.488 | 2.5447 | 2.4149 | 2.2919 | 2.175 | 2.0641 | 1.9588 | 1.8589 | 1.7646 | 1.6746 | 1.5892 | 1.5082
Xcel (NSP) |  | 1.8582 | 1.7817 | 1.9755 | 1.9115 | 1.8428 | 1.9139 | 2.3724 | 2.338 | 2.2188 | 2.1056 | 1.9982 | 1.903 | 1.806 | 1.714 | 1.6266
OTP |  | 3.8234 | 3.6284 | 3.4486 | 3.328 | 3.2931 | 3.7369 | 5.595 | 5.5771 | 5.2927 | 5.0228 | 4.7666 | 4.5241 | 4.3089 | 4.0892 | 3.8806
SIPC |  | 2.3729 | 2.2519 | 2.4728 | 2.3467 | 2.2271 | 2.1135 | 2.0058 | 1.9035 | 1.8065 | 1.7143 | 1.6269 | 1.5442 | 1.4655 | 1.3907 | 1.3198
SMMPA |  | 2.7802 | 2.6385 | 2.5039 | 2.3762 | 2.2551 | 2.1401 | 2.9836 | 2.8315 | 2.6871 | 2.55 | 2.42 | 2.2968 | 2.1796 | 2.0685 | 1.963
Vectren (SIEGO) |  | 1.7209 | 1.6331 | 2.0881 | 2.1128 | 3.0363 | 2.8815 | 3.6136 | 3.4294 | 3.2545 | 3.0885 | 2.931 | 2.7824 | 2.6405 | 2.5058 | 2.378
MH |  | 3.5115 | 3.3696 | 3.275 | 3.1246 | 2.9658 | 3.191 | 3.4884 | 3.3323 | 3.234 | 3.069 | 2.9125 | 2.767 | 2.6259 | 2.492 | 2.3649
HB100 (New) HB100 (Old) ($/kW-mo)
|  | 2006 | 2007 | 2008 | 2009 | 2010 | 2011 | 2012 | 2013 | 2014 | 2015 | 2016 | 2017 | 2018 | 2019 | 2020
Alliant West |  | 1.6797 | 1.6045 | 1.6005 | 1.6034 | 1.6214 | 1.6171 | 1.6968 | 1.6372 | 1.561 | 1.4824 | 1.4079 | 1.7155 | 1.6344 | 1.5718 | 1.4917
ATCLLC |  | 1.693 | 1.6928 | 1.7652 | 1.783 | 1.775 | 1.8512 | 1.7884 | 1.7089 | 1.6273 | 1.5499 | 1.8549 | 1.7711 | 1.7061 | 1.6237 | 1.5476
Ameren IL |  | 1.6797 | 1.6049 | 1.5998 | 1.6079 | 1.6259 | 1.6216 | 1.7014 | 1.6418 | 1.5655 | 1.4869 | 1.4124 | 1.7201 | 1.6389 | 1.5764 | 1.4963
Duke (Cinergy) |  | 1.6797 | 1.6046 | 1.6035 | 1.6069 | 1.6276 | 1.6234 | 1.7031 | 1.6435 | 1.5672 | 1.4886 | 1.4141 | 1.7218 | 1.6406 | 1.5781 | 1.498
Columbia MO |  | 1.6797 | 1.6045 | 1.599 | 1.6019 | 1.6199 | 1.6156 | 1.6953 | 1.6358 | 1.5595 | 1.4809 | 1.4064 | 1.714 | 1.6329 | 1.5703 | 1.4903
CWLP |  | 1.6797 | 1.6045 | 1.599 | 1.6019 | 1.6199 | 1.6156 | 1.6953 | 1.6358 | 1.5595 | 1.4809 | 1.4064 | 1.714 | 1.6329 | 1.5703 | 1.4903
GRE |  | 1.6797 | 1.6045 | 1.5995 | 1.6041 | 1.6227 | 1.6185 | 1.6982 | 1.6386 | 1.5623 | 1.4838 | 1.4092 | 1.7169 | 1.6358 | 1.5732 | 1.4931
ATSI (FE) |  | 1.6797 | 1.6045 | 1.5999 | 1.6027 | 1.6207 | 1.6165 | 1.6962 | 1.6366 | 1.5603 | 1.4817 | 1.4072 | 1.7149 | 1.6337 | 1.5712 | 1.4911
NIPSCO |  | 1.6797 | 1.6045 | 1.5992 | 1.6021 | 1.6201 | 1.6158 | 1.6955 | 1.636 | 1.5597 | 1.4811 | 1.4066 | 1.7142 | 1.6331 | 1.5705 | 1.4905
Hoosier |  | 1.6797 | 1.6045 | 1.599 | 1.6019 | 1.6199 | 1.6156 | 1.6953 | 1.6358 | 1.5595 | 1.4809 | 1.4064 | 1.714 | 1.6329 | 1.5703 | 1.4903
Ameren MO |  | 1.6797 | 1.6102 | 1.6054 | 1.6142 | 1.6322 | 1.628 | 1.7077 | 1.6481 | 1.5718 | 1.4932 | 1.4187 | 1.7264 | 1.6452 | 1.5827 | 1.5026
ITC |  | 1.6797 | 1.608 | 1.6051 | 1.608 | 1.626 | 1.6217 | 1.7015 | 1.6419 | 1.5656 | 1.487 | 1.4125 | 1.7201 | 1.639 | 1.5764 | 1.4964
IP&L |  | 1.6797 | 1.6045 | 1.599 | 1.6022 | 1.6202 | 1.616 | 1.6957 | 1.6361 | 1.5598 | 1.4812 | 1.4067 | 1.7144 | 1.6332 | 1.5707 | 1.4906
METC |  | 1.6797 | 1.6048 | 1.6002 | 1.603 | 1.621 | 1.6168 | 1.6968 | 1.6372 | 1.561 | 1.4824 | 1.4079 | 1.7155 | 1.6344 | 1.5718 | 1.4917
MP |  | 1.6797 | 1.6045 | 1.599 | 1.6066 | 1.6246 | 1.6203 | 1.7 | 1.6405 | 1.5642 | 1.4856 | 1.4111 | 1.7187 | 1.6376 | 1.575 | 1.495
MDU |  | 1.6797 | 1.6045 | 1.599 | 1.6019 | 1.6199 | 1.6156 | 1.6953 | 1.6358 | 1.5595 | 1.4809 | 1.4064 | 1.714 | 1.6329 | 1.5703 | 1.4903
Xcel (NSP) |  | 1.6797 | 1.6053 | 1.6024 | 1.6053 | 1.6232 | 1.6249 | 1.7046 | 1.6451 | 1.5688 | 1.4902 | 1.4157 | 1.7233 | 1.6422 | 1.5796 | 1.4996
OTP |  | 1.6797 | 1.6045 | 1.599 | 1.6019 | 1.6199 | 1.6156 | 1.6953 | 1.6358 | 1.5595 | 1.4809 | 1.4064 | 1.714 | 1.6329 | 1.5703 | 1.4903
SIPC |  | 1.6797 | 1.6045 | 1.6003 | 1.6032 | 1.6212 | 1.6169 | 1.6967 | 1.6371 | 1.5608 | 1.4822 | 1.4077 | 1.7153 | 1.6342 | 1.5717 | 1.4916
SMMPA |  | 1.6797 | 1.6045 | 1.599 | 1.6019 | 1.6199 | 1.6156 | 1.6953 | 1.6358 | 1.5595 | 1.4809 | 1.4064 | 1.714 | 1.6329 | 1.5703 | 1.4903
Vectren (SIEGO) |  | 1.6797 | 1.6045 | 1.599 | 1.6019 | 1.6199 | 1.6156 | 1.6953 | 1.6358 | 1.5595 | 1.4809 | 1.4064 | 1.714 | 1.6329 | 1.5703 | 1.4903
MH |  | 1.6797 | 1.6045 | 1.599 | 1.6019 | 1.6199 | 1.6156 | 1.6953 | 1.6358 | 1.5595 | 1.4809 | 1.4064 | 1.714 | 1.6329 | 1.5703 | 1.4903
HB345 (New) HB345 (Old) ($/kW-mo)
|  | 2006 | 2007 | 2008 | 2009 | 2010 | 2011 | 2012 | 2013 | 2014 | 2015 | 2016 | 2017 | 2018 | 2019 | 2020
Alliant West |  | 2.4686 | 2.3527 | 2.2972 | 2.2069 | 2.1621 | 2.109 | 2.2563 | 2.1618 | 2.0515 | 1.9469 | 1.8476 | 2.1278 | 2.0193 | 1.9267 | 1.8284
ATCLLC |  | 2.5342 | 2.5345 | 2.7808 | 2.8047 | 2.7472 | 2.7228 | 2.6404 | 2.5057 | 2.386 | 2.2657 | 2.5356 | 2.4064 | 2.3555 | 2.2353 | 2.1213
Ameren IL |  | 0.96764 | 0.9285 | 0.928 | 1.0481 | 1.0914 | 1.0616 | 1.1067 | 1.0708 | 1.0162 | 0.96433 | 0.91515 | 1.2428 | 1.1795 | 1.1297 | 1.0721
Duke (Cinergy) |  | 1.5216 | 1.4468 | 1.4376 | 1.4119 | 1.4439 | 1.3966 | 1.433 | 1.3804 | 1.3108 | 1.244 | 1.1814 | 1.4955 | 1.4193 | 1.3573 | 1.2881
Columbia MO |  | 0.81388 | 0.77304 | 0.75379 | 0.74224 | 0.77216 | 0.7586 | 0.81915 | 0.79791 | 0.75722 | 0.7186 | 0.68195 | 1.0215 | 0.96952 | 0.93043 | 0.88298
CWLP |  | 2.3599 | 2.2402 | 2.1461 | 2.0636 | 2.0261 | 1.9486 | 1.9484 | 1.8696 | 1.7743 | 1.6838 | 1.5979 | 1.8908 | 1.7944 | 1.7133 | 1.6259
GRE |  | 2.3379 | 2.2235 | 2.18 | 2.2886 | 2.3437 | 2.3206 | 2.4666 | 2.4286 | 2.3047 | 2.1872 | 2.0756 | 2.3442 | 2.2247 | 2.1216 | 2.0134
ATSI (FE) |  | 1.0869 | 1.0321 | 1.0118 | 0.99929 | 1.0407 | 1.0171 | 1.0649 | 1.0311 | 0.97851 | 0.9286 | 0.88125 | 1.2107 | 1.149 | 1.1008 | 1.0446
NIPSCO |  | 1.7111 | 1.6259 | 1.579 | 1.5517 | 1.5403 | 1.4876 | 1.5109 | 1.4544 | 1.3802 | 1.3099 | 1.243 | 1.554 | 1.4748 | 1.41 | 1.3381
Hoosier |  | 2.9601 | 2.8098 | 3.0066 | 3.3379 | 3.2855 | 3.1438 | 3.0827 | 2.946 | 2.7958 | 2.6532 | 2.5179 | 2.7638 | 2.623 | 2.4995 | 2.3721
Ameren MO |  | 1.0215 | 0.97648 | 0.95364 | 0.97524 | 1.0036 | 1.0283 | 1.0751 | 1.0408 | 0.98776 | 0.93739 | 0.88958 | 1.2186 | 1.1565 | 1.1079 | 1.0514
ITC |  | 1.5141 | 1.5226 | 1.6914 | 1.7464 | 1.74 | 1.7327 | 1.7436 | 1.6752 | 1.5898 | 1.5087 | 1.4317 | 1.753 | 1.6637 | 1.5892 | 1.5081
IP&L |  | 0.78553 | 0.74613 | 0.7472 | 0.74903 | 0.77861 | 0.76472 | 0.82496 | 0.82855 | 0.78629 | 0.74619 | 0.70813 | 1.0464 | 0.9931 | 0.95281 | 0.90422
METC |  | 1.4185 | 1.3622 | 1.4096 | 1.4058 | 1.4473 | 1.427 | 1.498 | 1.4421 | 1.4203 | 1.3479 | 1.2885 | 1.6171 | 1.6097 | 1.5777 | 1.4972
MP |  | 1.8857 | 1.7934 | 1.7279 | 1.9561 | 1.9747 | 1.9525 | 1.9521 | 1.8731 | 1.7776 | 1.6869 | 1.6009 | 1.8936 | 1.7971 | 1.7158 | 1.6283
MDU |  | 2.8991 | 2.7519 | 2.6424 | 2.5345 | 2.6566 | 2.5469 | 2.5162 | 2.4085 | 2.2856 | 2.1691 | 2.0584 | 2.3278 | 2.2092 | 2.1069 | 1.9994
Xcel (NSP) |  | 1.8582 | 1.7824 | 1.8418 | 1.8111 | 1.8141 | 1.9119 | 2.07 | 1.985 | 1.8838 | 1.7877 | 1.6965 | 1.9844 | 1.8832 | 1.7976 | 1.7059
OTP |  | 3.8234 | 3.6291 | 3.4694 | 3.3745 | 3.405 | 3.8689 | 5.6654 | 5.397 | 5.1218 | 4.8606 | 4.6127 | 4.7518 | 4.5251 | 4.3047 | 4.0851
SIPC |  | 2.3729 | 2.2525 | 2.4936 | 2.3933 | 2.339 | 2.2456 | 2.2303 | 2.1371 | 2.0281 | 1.9247 | 1.8265 | 2.1077 | 2.0003 | 1.9086 | 1.8113
SMMPA |  | 2.7802 | 2.6391 | 2.5247 | 2.4228 | 2.367 | 2.2721 | 2.4712 | 2.3657 | 2.2451 | 2.1306 | 2.0219 | 2.2932 | 2.1763 | 2.0756 | 1.9698
Vectren (SIEGO) |  | 1.7209 | 1.6338 | 2.1088 | 2.1593 | 2.5881 | 2.4819 | 2.5749 | 2.4642 | 2.3385 | 2.2192 | 2.106 | 2.373 | 2.2521 | 2.1476 | 2.038
MH |  | 3.5115 | 3.3703 | 3.2956 | 3.1708 | 3.0769 | 3.3221 | 3.7113 | 3.5642 | 3.454 | 3.2778 | 3.1107 | 3.3264 | 3.1568 | 3.0062 | 2.8529
|  | 2006 |  | 2012 |  | 2012 |  | 2012 |  | 2012 | 2012 |  | 2012 | 2012 |  | 2012 | 2012
| Existing Facilities | LP |  | LP |  | LP |  | PS |  | LP | LP |  | HB100 | HB345 |  | HB100 | HB345
| New Facilities | 2006: LP; 2008: LP; 2010: RECB 1; 2012: PS; 2014: HB100; 2015: HB345; 2017: RECB1; 2020: HB100 | HB345
Alliant West |  | 2.302 |  | 2.1767 |  | 2.1346 |  | 1.8001 |  | 2.1858 | 2.1301 |  | 1.68 | 2.2563 |  | 1.6968 | 2.2563
ATCLLC |  | 2.54 |  | 3.4686 |  | 3.3438 |  | 1.8001 |  | 2.9272 | 3.0517 |  | 2.7368 | 3.3392 |  | 1.7884 | 2.6404
Ameren IL |  | 0.91518 |  | 1.0812 |  | 1.0442 |  | 1.8001 |  | 1.2352 | 1.0668 |  | 1.6027 | 1.0826 |  | 1.7014 | 1.1067
Duke (Cinergy) |  | 1.358 |  | 1.0877 |  | 1.0949 |  | 1.8001 |  | 1.5186 | 1.3128 |  | 1.3299 | 1.2144 |  | 1.7031 | 1.433
Columbia MO |  | 0.357 |  | 0.26077 |  | 0.26088 |  | 1.8001 |  | 0.72919 | 0.48541 |  | 1.227 | 0.59462 |  | 1.6953 | 0.81915
CWLP |  | 1.903 |  | 1.3901 |  | 1.3902 |  | 1.8001 |  | 1.8585 | 1.6147 |  | 1.2271 | 1.724 |  | 1.6953 | 1.9484
GRE |  | 2.48 |  | 2.8591 |  | 2.7778 |  | 1.8001 |  | 2.4954 | 2.5627 |  | 2.1932 | 2.674 |  | 1.6982 | 2.4666
ATSI (FE) |  | 1.18 |  | 0.9138 |  | 0.91933 |  | 1.8001 |  | 1.3358 | 1.1319 |  | 1.2843 | 0.85131 |  | 1.6962 | 1.0649
NIPSCO |  | 1.942 |  | 1.4541 |  | 1.4564 |  | 1.8001 |  | 1.892 | 1.6789 |  | 1.2648 | 1.2878 |  | 1.6955 | 1.5109
Hoosier |  | 3.17 |  | 2.9944 |  | 3.0117 |  | 1.8001 |  | 2.784 | 3.219 |  | 1.923 | 2.8583 |  | 1.6953 | 3.0827
Ameren MO |  | 0.852 |  | 0.78292 |  | 0.84823 |  | 1.8001 |  | 1.1841 | 1.0008 |  | 1.4528 | 0.97205 |  | 1.7077 | 1.0751
ITC |  | 1.765 |  | 1.8745 |  | 1.8551 |  | 1.8001 |  | 1.8034 | 1.9188 |  | 1.7928 | 1.6719 |  | 1.7015 | 1.7436
IP&L |  | 0.729 |  | 0.55838 |  | 0.56035 |  | 1.8001 |  | 1.0105 | 0.78325 |  | 1.2548 | 0.60164 |  | 1.6957 | 0.82496
METC |  | 1.52 |  | 1.5179 |  | 1.4963 |  | 1.8001 |  | 1.594 | 1.5715 |  | 1.613 | 1.4222 |  | 1.6968 | 1.498
MP |  | 1.456 |  | 1.4051 |  | 1.4144 |  | 1.8001 |  | 1.7417 | 1.6349 |  | 1.5778 | 1.7284 |  | 1.7 | 1.9521
MDU |  | 2.867 |  | 2.2639 |  | 2.2684 |  | 1.8001 |  | 2.5626 | 2.4885 |  | 1.4011 | 2.2919 |  | 1.6953 | 2.5162
Xcel (NSP) |  | 1.942 |  | 2.5326 |  | 2.4337 |  | 1.8001 |  | 1.98 | 2.123 |  | 2.242 | 2.3724 |  | 1.7046 | 2.07
OTP |  | 3.516 |  | 5.3393 |  | 5.3704 |  | 1.8001 |  | 3.0367 | 5.3763 |  | 4.0291 | 5.595 |  | 1.6953 | 5.6654
SIPC |  | 1.916 |  | 1.6653 |  | 1.6721 |  | 1.8001 |  | 2.1403 | 1.8965 |  | 1.4994 | 2.0058 |  | 1.6967 | 2.2303
SMMPA |  | 2.519 |  | 2.9492 |  | 2.7928 |  | 1.8001 |  | 2.3084 | 2.2751 |  | 2.1797 | 2.9836 |  | 1.6953 | 2.4712
Vectren (SIEGO) |  | 1.264 |  | 3.5299 |  | 3.2799 |  | 1.8001 |  | 1.3917 | 2.2145 |  | 3.5835 | 3.6136 |  | 1.6953 | 2.5749
MH |  | 3.503 |  | 3.4587 |  | 3.4822 |  | 1.8001 |  | 3.0272 | 3.6833 |  | 2.1504 | 3.4884 |  | 1.6953 | 3.7113

## Summary MTEP
MTEP06 Capital Dollars
|  |  | Appendix A | Appendix B | Appendix O
|  | Total | 2006-2011 | 2006-2011 | 2012-2020
All Plant |  | 6698303274.24 | 2231243759.24 | 1483400777 | 2983658738
345 kV Plant |  | 4516499373 | 1020331098 | 775315137 | 2720853138
Less than 345 kV Plant Plant |  | 2181803901.24 | 1210912661.24 | 708085640 | 262805600
Exclude List Plant (All) |  | 797028710 | 750778215 | 44950495 | 1300000
Exclude List Plant (345 kV) |  | 409837023 | 396712823 | 13124200 | 0
Exclude List Plant (Less than345 kV) |  | 387191687 | 354065392 | 31826295 | 1300000
Net of Exclude List Projects
All Plant |  | 5901274564.24 | 1480465544.24 | 1438450282 | 2982358738
345 kV Plant |  | 4106662350 | 623618275 | 762190937 | 2720853138
Less than 345 kV Plant Plant |  | 1794612214.24 | 856847269.24 | 676259345 | 261505600
Capital Dollars License Plate Rate | [16 empty] | PostageStampALL
| 2006 | 2007 | 2008 | 2009 | 2010 | 2011 | 2012 | 2013 | 2014 | 2015 | 2016 | 2017 | 2018 | 2019 | 2020 | Total | Total
Alliant West |  | 1645536.9315 | 8000000 | 0 | 0 | 6100000 | 86704167 | 0 | 0 | 0 | 0 | 0 | 0 | 0 | 0 | 102449703.9315 | 102449703.9315 | 0
ATCLLC |  | 68477209 | 546199961 | 356876989 | 176253918 | 76144254 | 25450000 | 0 | 6000000 | 1050000 | 55421325 | 0 | 123805001 | 0 | 0 | 1435678657 | 1453578657 | -17900000
Ameren IL |  | 2599200 | 8495100 | 101639970 | 28457800 | 0 | 0 | 0 | 0 | 0 | 0 | 0 | 0 | 0 | 0 | 141192070 | 141192070 | 0
Duke (Cinergy) |  | 1491558 | 27632116 | 12933366 | 23069105 | 343570 | 5593077 | 0 | 554000 | 0 | 646000 | 0 | 0 | 0 | 0 | 72262792 | 72262792 | 0
Columbia MO |  | 0 | 0 | 0 | 0 | 0 | 0 | 0 | 0 | 0 | 0 | 0 | 0 | 0 | 0 | 0 | 0 | 0
CWLP |  | 0 | 0 | 0 | 0 | 0 | 0 | 0 | 0 | 0 | 0 | 0 | 0 | 0 | 0 | 0 | 0 | 0
GRE |  | 250000 | 3055490.0232 | 12146937.5285 | 6719940.9944 | 4675228.09 | 47787132.959 | 36013284.5 | 0 | 0 | 0 | 0 | 0 | 0 | 0 | 110648014.0951 | 110648014.0951 | 0
ATSI (FE) |  | 0 | 8182117 | 11132173 | 20098673 | 2653300 | 305000 | 0 | 0 | 0 | 0 | 0 | 0 | 0 | 0 | 42371263 | 42371263 | 0
NIPSCO |  | 240500 | 2789000 | 4742400 | 0 | 0 | 0 | 0 | 0 | 0 | 0 | 0 | 0 | 0 | 0 | 7771900 | 7771900 | 0
Hoosier |  | 0 | 11250000 | 16500000 | 1850000 | 0 | 0 | 0 | 0 | 0 | 0 | 0 | 0 | 0 | 0 | 29600000 | 29600000 | 0
Ameren MO |  | 30367100 | 5186300 | 38335000 | 8130600 | 31233700 | 0 | 0 | 0 | 0 | 0 | 0 | 0 | 0 | 0 | 113252700 | 113252700 | 0
ITC |  | 50600000 | 134600000 | 147600000 | 29600000 | 48000000 | 0 | 0 | 0 | 0 | 0 | 1412155082.1565 | 0 | 0 | 0 | 1822555082.1565 | 1822555082.1565 | 0
IP&L |  | 0 | 3000000 | 2118011 | 0 | 0 | 0 | 4500000 | 0 | 0 | 0 | 0 | 0 | 0 | 0 | 9618011 | 9618011 | 0
METC |  | 6550000 | 53505000 | 18475000 | 20860000 | 13050000 | 98657000 | 0 | 26250000 | 0 | 5000000 | 1087844917.8435 | 42550000 | 22800000 | 0 | 1395541917.8435 | 1395541917.8435 | 0
MP |  | 320000 | 595000 | 30667062.4715 | 5501059.0056 | 5859030.7611 | 0 | 18802970.7 | 0 | 0 | 0 | 0 | 0 | 0 | 0 | 61745122.9383 | 61745122.9383 | 0
MDU |  | 0 | 363000 | 0 | 6560000 | 0 | 0 | 0 | 0 | 0 | 0 | 0 | 0 | 0 | 0 | 6923000 | 6923000 | 0
Xcel (NSP) |  | 8642323.0685 | 155762620 | 17983979 | 14000000 | 85623261.18 | 348746355.041 | 58915974.86 | 0 | 0 | 0 | 0 | 0 | 0 | 0 | 689674513.1494 | 689674513.1494 | 0
OTP |  | 0 | 224509.9768 | 2436672 | 6100000 | 28385675.2089 | 99257200 | 16295907.94 | 0 | 0 | 0 | 0 | 858869 | 0 | 0 | 153558834.1256 | 153558834.1256 | 0
SIPC |  | 0 | 7083000 | 0 | 0 | 0 | 0 | 0 | 0 | 0 | 0 | 0 | 0 | 0 | 0 | 7083000 | 7083000 | 0
SMMPA |  | 0 | 0 | 0 | 0 | 0 | 19734000 | 0 | 0 | 0 | 0 | 0 | 0 | 0 | 0 | 19734000 | 19734000 | 0
Vectren (SIEGO) |  | 0 | 34030000 | 8500000 | 77800000 | 0 | 74575000 | 0 | 0 | 0 | 0 | 0 | 0 | 0 | 0 | 194905000 | 194905000 | 0
MH |  | 7835115 | 16642663 | 3628560 | 0 | 87490286 | 109495664 | 5287742 | 17923199 | 0 | 0 | 0 | 0 | 0 | 0 | 248303229 | 263837693 | -15534464
Total |  | 179018542 | 1026595877 | 785716120 | 425001096 | 389558305.24 | 916304596 | 139815880 | 50727199 | 1050000 | 61067325 | 2500000000 | 167213870 | 22800000 | 0 | 6664868810.24 | 6698303274.24 | -33434464
|  |  | MH 2020 Capital | ATC 2006 New Plt | ATC 2006 Excl List
True Up Calculation |  | 6664868810.24 | 15534464 | 17900000 | 0 | 6698303274.24
Capital Dollars Hiway-Byway 100kV Rate | 2006
|  | 2007 | 2008 | 2009 | 2010 | 2011 | 2012 | 2013 | 2014 | 2015 | 2016 | 2017 | 2018 | 2019 | 2020
Alliant West |  | 1847421.3587 | 21804153.8856 | 15642177.9588 | 18931801.7312 | 15255322.1963 | 32344646.3943 | 5496883.1863 | 1499002.3414 | 201086.0114 | 224411.9887 | 85643246.954 | 1453143.6711 | 4913369.1507 | 0
ATCLLC |  | 100569781.397 | 461025269.4154 | 86872279.5059 | 52867448.4886 | 112090646.4729 | 20299495.3144 | 5194805.3309 | 696865.2785 | 777701.6508 | 296797398.8673 | 5035881.7198 | 17027322.474 | 0 | 1804238.0968
Ameren IL |  | 5296411.1571 | 23319166.3299 | 52698930.4858 | 29365497.3619 | 23566542.6378 | 49966266.1036 | 8491628.7127 | 2315670.6977 | 310639.2642 | 346673.4188 | 132302366.6764 | 2244827.8603 | 7590211.6059 | 0
Duke (Cinergy) |  | 6991155.6748 | 69736758.6513 | 55127720.7061 | 79295856.6951 | 51202266.693 | 108560093.9438 | 18449487.6779 | 5031182.9978 | 674915.9049 | 753206.1499 | 287449082.6591 | 4877265.0511 | 16491007.8187 | 0
Columbia MO |  | 130108.9042 | 972189.3312 | 1101636.4098 | 1333315.7407 | 1074391.2018 | 2277946.2186 | 387130.6588 | 105570.6924 | 14161.9455 | 15804.7312 | 6031622.9205 | 102340.9899 | 346035.3389 | 0
CWLP |  | 204277.265 | 1526384.2156 | 1729622.3826 | 2093370.1243 | 1686846.0897 | 3576485.6089 | 607813.8363 | 165751.0871 | 22234.9386 | 24814.1915 | 9469939.3679 | 160680.2982 | 543292.1988 | 0
GRE |  | 628058.9366 | 7442931.6744 | 14817795.8612 | 10036153.4024 | 5186278.3719 | 10996053.5662 | 1868748.8874 | 509608.6023 | 68362.2423 | 76292.2624 | 29115721.9533 | 494018.2512 | 1670374.4327 | 0
ATSI (FE) |  | 6876443.5207 | 55910176.4249 | 58223075.5131 | 70467662.7959 | 56783126.9118 | 120392748.0191 | 20460414.5078 | 5579563.5844 | 748479.2756 | 835302.8716 | 318779983.6911 | 5408869.1432 | 18288467.4909 | 0
NIPSCO |  | 1797790.783 | 14516908.2731 | 15221954.2266 | 18423202.9669 | 14845491.2606 | 31475714.4553 | 5349210.6068 | 1458731.9673 | 195683.8792 | 218383.2091 | 83342459.6234 | 1414105.2803 | 4781372.5498 | 0
Hoosier |  | 359402.2773 | 2685496.9061 | 3043071.0104 | 3683043.1909 | 2967811.0588 | 6292413.7574 | 1069378.3126 | 291619.9126 | 39119.8089 | 43657.7067 | 16661265.6325 | 282698.4446 | 955859.9362 | 0
Ameren MO |  | 36215183.2528 | 47354567.0024 | 83077372.1512 | 60595445.2304 | 48828054.178 | 103526239.9698 | 17593998.1192 | 4797890.6377 | 643620.5367 | 718280.519 | 274120274.1211 | 4651109.7562 | 15726331.5714 | 0
ITC |  | 24306554.859 | 57387274.072 | 49164292.7053 | 59503775.2545 | 47948382.1082 | 101661141.2408 | 17277029.7492 | 4711453.2308 | 632025.2557 | 705340.1854 | 269181802.7247 | 4567316.7111 | 15443010.5406 | 0
IP&L |  | 1618138.0423 | 12090921.4557 | 15518839.5089 | 16582177.3391 | 13361985.384 | 28330354.9286 | 4814665.4556 | 1312961.2813 | 176129.2427 | 196560.2348 | 75014070.4543 | 1272794.1268 | 4303571.3001 | 0
METC |  | 6173043.5583 | 37892117.7543 | 37873408.2642 | 45838364.5827 | 36936739.0695 | 80214030.2636 | 13309252.8191 | 3629438.8042 | 486876.7397 | 543354.4415 | 207362533.8818 | 3568404.1293 | 11896427.4852 | 0
MP |  | 1056520.7575 | 7894449.7698 | 34945646.319 | 10826897.4004 | 8724357.5955 | 18497561.56 | 3143609.4211 | 857263.6025 | 114998.9655 | 128338.8455 | 48978468.1342 | 831037.5134 | 2809903.9088 | 0
MDU |  | 347760.9874 | 2598511.792 | 2944503.8222 | 3563746.8584 | 2871681.5929 | 6088598.096 | 1034740.4048 | 282174.1407 | 37852.691 | 42243.6032 | 16121595.6416 | 273541.6452 | 924898.9676 | 0
Xcel (NSP) |  | 9221055.4616 | 50667510.5445 | 41811864.8677 | 50605097.1784 | 75257791.4217 | 86457908.0865 | 14693282.3283 | 4006864.2296 | 537507.0632 | 599857.8825 | 228926168.588 | 3884283.0563 | 13133537.2553 | 0
OTP |  | 440368.9855 | 3290489.8572 | 3728618.8161 | 4512764.9323 | 3636404.1846 | 7709978.5888 | 1310289.5346 | 357316.5035 | 47932.7807 | 53492.9833 | 20414741.6621 | 346385.1932 | 1171197.5605 | 0
SIPC |  | 215591.0828 | 8693922.4183 | 1825416.853 | 2209310.6235 | 1780271.4116 | 3774567.8888 | 641477.3719 | 174931.1473 | 23466.4121 | 26188.5159 | 9994428.3175 | 169579.5147 | 573382.2283 | 0
SMMPA |  | 160719.0667 | 1200912.1351 | 1360813.6715 | 1646999.2024 | 1327158.6004 | 2813868.8314 | 478209.2245 | 130407.8553 | 17493.7655 | 19523.0423 | 7450656.9119 | 126418.3146 | 427445.5853 | 0
Vectren (SIEGO) |  | 646249.6699 | 4828855.0147 | 5471817.4039 | 6622566.4017 | 5336490.7186 | 11314536.8586 | 1922874.242 | 524368.6091 | 70342.2464 | 78501.947 | 29959012.7694 | 508326.7081 | 1718754.1851 | 0
MH |  | 2206823.0075 | 16489646.095 | 18685243.6472 | 22614838.481 | 18223128.0648 | 38637049.1471 | 6566259.6287 | 1790621.7441 | 240205.7519 | 268069.6191 | 102304483.4482 | 1735841.6213 | 5869227.4153 | 0
Total |  | 207308860.0058 | 909328613.0184 | 600886102.0905 | 571619335.9827 | 548891167.2243 | 875207698.8415 | 150161190.0165 | 40229258.9475 | 6080836.3723 | 302715697.2165 | 2263659807.8526 | 55400309.7542 | 129577678.526 | 1804238.0968
|  | 6662870793.9456 | 6664868810.24 | -1998016.2944
Capital Dollars Hiway-Byway 345kV Rate | 2006
|  | 2007 | 2008 | 2009 | 2010 | 2011 | 2012 | 2013 | 2014 | 2015 | 2016 | 2017 | 2018 | 2019 | 2020
Alliant West |  | 1762837.1049 | 11646500.4338 | 4982370.8771 | 12871126.8913 | 11127150.2853 | 50854192.8425 | 4201127.0898 | 0 | 0 | 0 | 84513099.1633 | 16757.1676 | 2456600.7728 | 0
ATCLLC |  | 81114187.1883 | 563466409.5423 | 109068959.433 | 57675549.9613 | 80005674.5293 | 40009041.5695 | 0 | 6000000 | 1050000 | 301602187.1113 | 58072.1065 | 59018371.8184 | 0 | 0
Ameren IL |  | 2780406.2374 | 13085342.7712 | 47912276.0197 | 28506218.8342 | 7765981.6044 | 30587236.8504 | 6489934.4251 | 0 | 0 | 0 | 130556505.4122 | 25886.6053 | 3794976.344 | 0
Duke (Cinergy) |  | 1885258.9445 | 39130307.5166 | 29655968.0619 | 66269167.46 | 17216467.6224 | 72048979.4498 | 14100471.0942 | 554000 | 0 | 646000 | 283655906.2297 | 56242.9921 | 8245222.6382 | 0
Columbia MO |  | 8261.1349 | 256813.1917 | 350894.9444 | 906478.7561 | 354048.6374 | 1394462.4234 | 295874.0513 | 0 | 0 | 0 | 5952029.6594 | 1180.1621 | 173011.7675 | 0
CWLP |  | 12970.3808 | 403209.1174 | 550922.0142 | 1423215.4384 | 555873.4645 | 2189373.3701 | 464536.554 | 0 | 0 | 0 | 9344974.1029 | 1852.9115 | 271636.833 | 0
GRE |  | 289877.9747 | 4295173.2033 | 13840770.1456 | 11095675.9778 | 6384284.1467 | 17929652.3286 | 6103236.9315 | 0 | 0 | 0 | 28731511.0551 | 5696.8535 | 835158.7264 | 0
ATSI (FE) |  | 436612.9108 | 21755065.1327 | 26950304.6614 | 65280211.6197 | 21365281.8896 | 74004353.3016 | 15637370.9871 | 0 | 0 | 0 | 314573364.8731 | 62373.273 | 9143921.8167 | 0
NIPSCO |  | 354648.9295 | 6337537.9873 | 9590920.5597 | 12525346.8475 | 4892096.9788 | 19268102.425 | 4088264.7179 | 0 | 0 | 0 | 82242673.0091 | 16306.9899 | 2390604.7236 | 0
Hoosier |  | 22819.8885 | 11959399.9179 | 17469283.7161 | 4353983.3466 | 977995.2215 | 3851949.8247 | 817298.4665 | 0 | 0 | 0 | 16441403.6677 | 3259.9841 | 477913.6649 | 0
Ameren MO |  | 30742545.3131 | 16574536.2668 | 50769986.955 | 47454306.4366 | 47324213.4178 | 63374389.7458 | 13446642.3264 | 0 | 0 | 0 | 270502984.5719 | 53635.0447 | 7862897.5569 | 0
ITC |  | 47468681.3992 | 140061167.0543 | 82259887.0576 | 49354714.9124 | 49800631.3924 | 62232655.1111 | 13204391.5162 | 0 | 0 | 0 | 279751232.037 | 52668.7713 | 7721241.8738 | 0
IP&L |  | 102742.0582 | 6193933.5579 | 6482020.2278 | 11273692.3668 | 4403231.0672 | 17342646.2258 | 8179725.5441 | 0 | 0 | 0 | 74024185.2152 | 14677.4369 | 2151712.2482 | 0
METC |  | 6834011.4315 | 53734039.027 | 30538496.9664 | 52024038.9758 | 25221918.4926 | 69465540.2721 | 10171921.1902 | 26250000 | 0 | 5000000 | 215504628.2644 | 42090573.0616 | 28748010.8367 | 0
MP |  | 387082.7299 | 2680395.0738 | 33516427.7387 | 12861920.4946 | 8734004.8988 | 11323425.5972 | 2402580.1988 | 0 | 0 | 0 | 48332148.5524 | 9583.2471 | 1404904.0286 | 0
MDU |  | 22080.7364 | 1049421.9608 | 937887.9418 | 8982877.5832 | 946317.2756 | 3727182.4888 | 790825.6003 | 0 | 0 | 0 | 15908855.1589 | 3154.3909 | 462433.7087 | 0
Xcel (NSP) |  | 8955868.8553 | 73372447.0002 | 31301959.2956 | 48404788.1115 | 99060937.7589 | 136318233.2075 | 11229699.5106 | 0 | 0 | 0 | 225905260.1935 | 44792.2553 | 6566544.6216 | 0
OTP |  | 27960.7887 | 1093724.6198 | 3624317.4705 | 9168084.6387 | 29583994.7264 | 94829723.1172 | 1001420.7457 | 0 | 0 | 0 | 20145348.8494 | 862863.3984 | 585578.8042 | 0
SIPC |  | 13688.7404 | 7508540.6993 | 581434.6181 | 1502039.678 | 586660.3025 | 2310630.9722 | 490264.7324 | 0 | 0 | 0 | 9862541.8993 | 1955.5343 | 286681.3345 | 0
SMMPA |  | 10204.6966 | 317232.5271 | 433448.4893 | 1119742.1157 | 437344.1381 | 5466531.6023 | 365483.0673 | 0 | 0 | 0 | 7352338.0865 | 1457.8138 | 213715.5021 | 0
Vectren (SIEGO) |  | 41032.9771 | 35305588.6418 | 10242891.7987 | 35802471.2234 | 1758556.1612 | 15326281.3841 | 1469603.5543 | 0 | 0 | 0 | 29563673.8105 | 5861.8539 | 859347.7774 | 0
MH |  | 7975235.0219 | 20998562.1111 | 9580212.898 | 15375105.8588 | 93495429.7965 | 133147632.9307 | 10306166.1269 | 17923199 | 0 | 0 | 100954474.0773 | 20017.146 | 2934513.6019 | 0
Total |  | 191249015.4425 | 1031225347.354 | 520641641.8907 | 554230757.5282 | 511998093.808 | 927002217.0402 | 125256838.4305 | 50727199 | 1050000 | 307248187.1113 | 2253877209.9953 | 102369168.7119 | 87586629.1816 | 0
|  | 6664462305.4942 | 6664868810.24 | -406504.7458
Capital Dollars RECB 1 Rate
| 2006 | 2007 | 2008 | 2009 | 2010 | 2011 | 2012 | 2013 | 2014 | 2015 | 2016 | 2017 | 2018 | 2019 | 2020
Alliant West |  | 1668996.9662 | 8729300.0868 | 996474.1754 | 2574225.3783 | 7105430.0571 | 79534172.1685 | 840225.418 | 0 | 0 | 0 | 16902619.8327 | 3351.4335 | 491320.1546 | 0
ATCLLC |  | 70924998.5033 | 549544481.4124 | 307034395.692 | 152428497.5245 | 76484287.09 | 28270094.2188 | 0 | 6000000 | 1050000 | 102812506.2459 | 11248.5984 | 110794045.5276 | 0 | 0
Ameren IL |  | 2635441.2475 | 9413148.5542 | 90894431.2039 | 28467483.7668 | 1553196.3209 | 6117447.3701 | 1297986.885 | 0 | 0 | 0 | 26111301.0824 | 5177.3211 | 758995.2688 | 0
Duke (Cinergy) |  | 1570298.1889 | 29931754.3033 | 16277886.4124 | 31709117.492 | 3718149.5245 | 18884257.49 | 2820094.2188 | 554000 | 0 | 646000 | 56731181.2459 | 11248.5984 | 1649044.5276 | 0
Columbia MO |  | 1652.227 | 51362.6383 | 70178.9889 | 181295.7512 | 70809.7275 | 278892.4847 | 59174.8103 | 0 | 0 | 0 | 1190405.9319 | 236.0324 | 34602.3535 | 0
CWLP |  | 2594.0762 | 80641.8235 | 110184.4028 | 284643.0877 | 111174.6929 | 437874.674 | 92907.3108 | 0 | 0 | 0 | 1868994.8206 | 370.5823 | 54327.3666 | 0
GRE |  | 257975.5949 | 3303426.6592 | 12485704.0519 | 7595087.9911 | 5017039.3013 | 41815636.8329 | 30031274.9863 | 0 | 0 | 0 | 5746302.211 | 1139.3707 | 167031.7453 | 0
ATSI (FE) |  | 87322.5822 | 10896706.6265 | 14295799.3323 | 29134980.7239 | 6395696.3779 | 15044870.6603 | 3127474.1974 | 0 | 0 | 0 | 62914672.9746 | 12474.6546 | 1828784.3633 | 0
NIPSCO |  | 263329.7859 | 3498707.5975 | 5712104.1119 | 2505069.3695 | 978419.3958 | 3853620.485 | 817652.9436 | 0 | 0 | 0 | 16448534.6018 | 3261.398 | 478120.9447 | 0
Hoosier |  | 4563.9777 | 11391879.9836 | 16693856.7432 | 2350796.6693 | 195599.0443 | 770389.9649 | 163459.6933 | 0 | 0 | 0 | 3288280.7335 | 651.9968 | 95582.733 | 0
Ameren MO |  | 30442189.0626 | 5505587.2534 | 36200537.391 | 8239381.2873 | 9318102.6836 | 88249044.9492 | 2689328.4653 | 0 | 0 | 0 | 54100596.9144 | 10727.0089 | 1572579.5114 | 0
ITC |  | 49973736.2798 | 135692233.4109 | 134531977.4115 | 33550942.9825 | 48360126.2785 | 12446531.0222 | 2640878.3032 | 0 | 0 | 0 | 1185674312.1326 | 10533.7543 | 1544248.3748 | 0
IP&L |  | 20548.4116 | 3638786.7116 | 2990812.8456 | 2254738.4734 | 880646.2134 | 3468529.2452 | 5235945.1088 | 0 | 0 | 0 | 14804837.043 | 2935.4874 | 430342.4496 | 0
METC |  | 6606802.2863 | 53550807.8054 | 20887699.3933 | 27092807.7952 | 15484383.6985 | 92818708.0544 | 2034384.238 | 26250000 | 0 | 5000000 | 913376859.9277 | 42458114.6123 | 23989602.1673 | 0
MP |  | 333416.546 | 1012079.0148 | 31236935.525 | 6973231.3034 | 6434025.5887 | 2264685.1194 | 15522892.5998 | 0 | 0 | 0 | 9666429.7105 | 1916.6494 | 280980.8057 | 0
MDU |  | 4416.1473 | 500284.3922 | 187577.5884 | 7044575.5166 | 189263.4551 | 745436.4978 | 158165.1201 | 0 | 0 | 0 | 3181771.0318 | 630.8782 | 92486.7417 | 0
Xcel (NSP) |  | 8705032.2258 | 139284585.4 | 20647575.0591 | 20880957.6223 | 88310796.4958 | 306260730.6743 | 49378719.7901 | 0 | 0 | 0 | 45181052.0387 | 8958.4511 | 1313308.9243 | 0
OTP |  | 5592.1577 | 398352.9054 | 2674201.0941 | 6713616.9277 | 28625339.1124 | 98371704.6234 | 13237010.5011 | 0 | 0 | 0 | 4029069.7699 | 859667.8797 | 117115.7608 | 0
SIPC |  | 2737.7481 | 7168108.1399 | 116286.9236 | 300407.9356 | 117332.0605 | 462126.1944 | 98052.9465 | 0 | 0 | 0 | 1972508.3799 | 391.1069 | 57336.2669 | 0
SMMPA |  | 2040.9393 | 63446.5054 | 86689.6979 | 223948.4231 | 87468.8276 | 16880506.3205 | 73096.6135 | 0 | 0 | 0 | 1470467.6173 | 291.5628 | 42743.1004 | 0
Vectren (SIEGO) |  | 8206.5954 | 34285117.7284 | 8848578.3597 | 69400494.2447 | 351711.2322 | 62725256.2768 | 293920.7109 | 0 | 0 | 0 | 5912734.7621 | 1172.3708 | 171869.5555 | 0
MH |  | 7863139.0044 | 17513842.8222 | 4818890.5796 | 3075021.1718 | 88691314.7593 | 114226057.7861 | 6291426.8254 | 17923199 | 0 | 0 | 20190894.8155 | 4003.4292 | 586902.7204 | 0
Total |  | 181385030.5542 | 1025454641.7747 | 727798776.9835 | 442981321.4379 | 388480311.9377 | 993926573.113 | 136904071.6861 | 50727199 | 1050000 | 108458506.2459 | 2450775076.1762 | 154191300.1063 | 35757325.8363 | 0
|  | 6697890134.8518 | 6664868810.24 | 33021324.6118
Capital Dollars Exclude List
| 2006 | 2007 | 2008 | 2009 | 2010 | 2011 | 2012 | 2013 | 2014 | 2015 | 2016 | 2017 | 2018 | 2019
Alliant West | 0 | 8000000 | 0 | 0 | 0 | 0 | 0 | 0 | 0 | 0 | 0 | 0 | 0 | 0 | 8000000
ATCLLC | 15300000 | 52731369 | 406817169 | 21263960 | 0 | 0 | 1250000 | 0 | 0 | 0 | 0 | 0 | 0 | 0 | 497362498
Ameren IL | 2442500 | 1994400 | 28534770 | 119500 | 0 | 0 | 0 | 0 | 0 | 0 | 0 | 0 | 0 | 0 | 33091170
Duke (Cinergy) | 790555 | 23405127 | 2627029 | 15754022 | 0 | 0 | 0 | 0 | 0 | 0 | 0 | 0 | 0 | 0 | 42576733
Columbia MO | 0 | 0 | 0 | 0 | 0 | 0 | 0 | 0 | 0 | 0 | 0 | 0 | 0 | 0 | 0
CWLP | 0 | 0 | 0 | 0 | 0 | 0 | 0 | 0 | 0 | 0 | 0 | 0 | 0 | 0 | 0
GRE | 0 | 2750000 | 9500000 | 3600000 | 0 | 0 | 0 | 0 | 0 | 0 | 0 | 0 | 0 | 0 | 15850000
ATSI (FE) | 0 | 4528566 | 0 | 0 | 0 | 0 | 0 | 0 | 0 | 0 | 0 | 0 | 0 | 0 | 4528566
NIPSCO | 0 | 1083600 | 0 | 0 | 0 | 0 | 0 | 0 | 0 | 0 | 0 | 0 | 0 | 0 | 1083600
Hoosier | 0 | 0 | 0 | 0 | 0 | 0 | 0 | 0 | 0 | 0 | 0 | 0 | 0 | 0 | 0
Ameren MO | 30302100 | 3171300 | 33011100 | 0 | 0 | 0 | 0 | 0 | 0 | 0 | 0 | 0 | 0 | 0 | 66484500
ITC | 18500000 | 14000000 | 0 | 0 | 0 | 0 | 0 | 0 | 0 | 0 | 0 | 0 | 0 | 0 | 32500000
IP&L | 0 | 0 | 1818011 | 0 | 0 | 0 | 0 | 0 | 0 | 0 | 0 | 0 | 0 | 0 | 1818011
METC | 1700000 | 4469000 | 0 | 0 | 0 | 1900000 | 0 | 0 | 0 | 0 | 0 | 50000 | 0 | 0 | 8119000
MP | 0 | 0 | 26000050 | 0 | 0 | 0 | 0 | 0 | 0 | 0 | 0 | 0 | 0 | 0 | 26000050
MDU | 0 | 0 | 0 | 0 | 0 | 0 | 0 | 0 | 0 | 0 | 0 | 0 | 0 | 0 | 0
Xcel (NSP) | 4282860 | 13768722 | 0 | 0 | 34480000 | 0 | 0 | 0 | 0 | 0 | 0 | 0 | 0 | 0 | 52531582
OTP | 0 | 0 | 0 | 0 | 0 | 0 | 0 | 0 | 0 | 0 | 0 | 0 | 0 | 0 | 0
SIPC | 0 | 7083000 | 0 | 0 | 0 | 0 | 0 | 0 | 0 | 0 | 0 | 0 | 0 | 0 | 7083000
SMMPA | 0 | 0 | 0 | 0 | 0 | 0 | 0 | 0 | 0 | 0 | 0 | 0 | 0 | 0 | 0
Vectren (SIEGO) | 0 | 0 | 0 | 0 | 0 | 0 | 0 | 0 | 0 | 0 | 0 | 0 | 0 | 0 | 0
MH | 0 | 0 | 0 | 0 | 0 | 0 | 0 | 0 | 0 | 0 | 0 | 0 | 0 | 0 | 0
Total | 73318015 | 136985084 | 508308129 | 40737482 | 34480000 | 1900000 | 1250000 | 0 | 0 | 0 | 0 | 50000 | 0 | 0 | 797028710
797028710

## PostageStampALL
|  |  | Appendix A (Planned Projects) | [7 empty] | Appendix A (Exclude List Projects)
|  |  | Additions to Plant in Service (All Voltages) | [7 empty] | Additions to Plant in Service (All Voltages)
| 2006 |  |  | In Service Dates | [7 empty] | In Service Dates
Transmission Owner | 12 CP Load | 2006 | 2007 | 2008 | 2009 | 2010 | 2011 |  |  | 2006 | 2007 | 2008 | 2009 | 2010 | 2011
Alliant West |  | 2006: 1645536.9315; 2007: 8000000; In Service Dates 2011: 26954167 |  |  |  | 8000000
ATCLLC |  | 17900000 | 58377209 | 514017219 | 334676989 | 11372014 |  |  |  | 15300000 | 49631369 | 406817169 | 15063960
Ameren IL |  | 2599200 | 6837100 | 95224170 | 19835000 |  |  |  |  | 2442500 | 1994400 | 28534770
Duke (Cinergy) |  | 1491558 | 27632116 | 10406337 | 12763650 | 343570 | 593077 |  |  | 790555 | 23405127 | 100000 | 14015756
Columbia MO
CWLP
GRE |  | 250000 | 3055490.0232 | 6000000 |  | 4675228.09 |  |  |  |  | 2750000 | 6000000
ATSI (FE) |  |  | 8182117 | 11132173 | 3850773 | 2201600 | 305000 |  |  |  | 4528566
NIPSCO |  | 2006: 240500; 2007: 1083600; In Service Dates 2008: 750000 |  |  |  | 1083600
Hoosier |  | 2007: 11250000; In Service Dates 2008: 16500000
Ameren MO |  | 2006: 30367100; 2007: 4373200; In Service Dates 2008: 20999500 |  |  | 30302100 | 2510100 | 15675600
ITC |  | 2006: 37600000; 2007: 82900000; In Service Dates 2008: 100000000 |  |  | 18500000 | 14000000
IP&L |  | 2007: 3000000; In Service Dates 2008: 2118011 |  |  |  |  | 1818011
METC (joint zone) |  | 6550000 | 37513000 | 7575000 | 10710000 | 1900000 |  |  |  | 1700000 | 200000
MP |  | 2006: 320000; In Service Dates 2008: 26000000; In Service Dates 2010: 3236696.37 |  |  |  |  | 26000050
MDU |  | 2007: 363000; In Service Dates 2009: 6560000
Xcel (NSP) |  | 8642323.0685 | 155762620 | 17983979 |  | 49623261.18 |  |  |  | 4282860 | 13768722 |  |  | 34480000
OTP |  |  | 224509.9768 | 2000000 | 6100000 | 27292658.6 | 88550000
SIPC |  | 2007: 7083000 |  |  |  | 7083000
SMMPA
Vectren (SIEGO) |  |  | 34030000 | 8500000 | 19000000 |  | 74575000 | [9 empty] | Exclude List
MH |  | 2007: 13495432; In Service Dates 2010: 62686754; In Service Dates 2011: 53463320 |  | Appendix A | [7 empty] | Appendix A
[9 empty] | 2006-2011 | [7 empty] | 2006-2011
Total: |  | 107606218 | 463162394 | 839206389 | 413496412 | 163331782.24 | 244440564 |  | 2231243759.24 | 73318015 | 128954884 | 484945600 | 29079716 | 34480000 | 0 |  | 750778215
Rev Reqmts @ 20% |  | 21521243.6 | 92632478.8 | 167841277.8 | 82699282.4 | 32666356.448 | 48888112.8 |  | 446248751.848
|  | 2007: Appendix B (Proposed Projects) |  |  |  | Appendix B (Exclude List Projects)
|  | 2007: Additions to Plant in Service (All Voltages) |  |  |  | Additions to Plant in Service (All Voltages)
| 2006 | In Service Dates 2008: In Service Dates |  |  |  |  | In Service Dates |  |  |  | "Outside of Plan Year" Appendix O
Transmission Owner | 12 CP Load | 2006 | 2007 | 2008 | 2009 | 2010 | 2011 |  |  | 2006 | 2007 | 2008 | 2009 | 2010 | 2011 | 2012 | 2017
Alliant West | [5 empty] | 6100000 | 59750000
ATCLLC |  |  | 10100000 | 32182742 | 22200000 | 164881904 | 76144254 |  |  | 2007: 3100000; In Service Dates 2009: 6200000; "Outside of Plan Year" Appendix O 2012: 1250000
Ameren IL |  |  | 1658000 | 6415800 | 8622800 |  |  |  |  | In Service Dates 2009: 119500
Duke (Cinergy) |  |  |  | 2527029 | 10305455 |  | 5000000 |  |  | In Service Dates 2008: 2527029; In Service Dates 2009: 1738266
Columbia MO
CWLP
GRE |  |  |  | 6146937.5285 | 6719940.9944 |  | 47787132.959 |  |  | In Service Dates 2008: 3500000; In Service Dates 2009: 3600000
ATSI (FE) |  |  |  |  | 16247900 | 451700
NIPSCO |  |  | 1705400 | 3992400
Hoosier |  |  |  |  | 1850000
Ameren MO |  |  | 813100 | 17335500 | 8130600 | 31233700 |  |  |  | 2007: 661200; In Service Dates 2008: 17335500
ITC |  | 13000000 | 51700000 | 47600000 | 29600000 | 48000000
IP&L
METC (joint zone) |  |  | 15992000 | 10900000 | 10150000 | 11150000 | 98657000 |  |  | 2007: 4269000; In Service Dates 2011: 1900000; "Outside of Plan Year" Appendix O 2017: 50000
MP |  |  | 595000 | 4667062.4715 | 5501059.0056 | 2622334.3911
MDU
Xcel (NSP) |  |  |  |  | 14000000 | 36000000 | 348746355.041
OTP |  |  |  | 436672 |  | 1093016.6089 | 10707200
SIPC
SMMPA | [6 empty] | 19734000
Vectren (SIEGO) |  |  |  |  | 58800000 |  |  |  |  | "Outside of Plan Year" Appendix O 2017: Exclude List
MH |  | 7835115 | 3147231 | 3628560 |  | 24803532 | 56032344 |  | Appendix B | "Outside of Plan Year" Appendix O 2017: Appendix B and O
[9 empty] | 2006-2011 | "Outside of Plan Year" Appendix O 2017: 2006-2017
Total: |  | 20835115 | 85710731 | 135832703 | 192127755 | 326336187 | 722558286 |  | 1483400777 | 0 | 8030200 | 23362529 | 11657766 | 0 | 1900000 | 1250000 | 46200495
Rev Reqmts @ 20% |  | 4167023 | 17142146.2 | 27166540.6 | 38425551 | 65267237.4 | 144511657.2
Combined Appendicies A & B (Planned & Proposed)
Additions to Plant in Service (All Voltages)
| 2006 |  |  | In Service Dates | [5 empty] | In Service Dates 2008: Appendix O
| 12 CP Load | 2006 | 2007 | 2008 | 2009 | 2010 | 2011 | 2012 | 2013 | 2014 | 2015 | 2016 | 2017 | 2018 | 2019 | 2020
Alliant West |  | 2006: 1645536.9315; 2007: 8000000; In Service Dates 2008: 0; In Service Dates 2009: 0; In Service Dates 2010: 6100000; In Service Dates 2011: 86704167
ATCLLC |  | 17900000 | 68477209 | 546199961 | 356876989 | 176253918 | 76144254 | 25450000 |  | 6000000 | 1050000 | 55421325 |  | 123805001
Ameren IL |  | 2006: 2599200; 2007: 8495100; In Service Dates 2008: 101639970; In Service Dates 2009: 28457800; In Service Dates 2010: 0; In Service Dates 2011: 0
Duke (Cinergy) |  | 2006: 1491558; 2007: 27632116; In Service Dates 2008: 12933366; In Service Dates 2009: 23069105; In Service Dates 2010: 343570; In Service Dates 2011: 5593077; In Service Dates 2013: 554000; In Service Dates 2015: 646000
Columbia MO |  | 2006: 0; 2007: 0; In Service Dates 2008: 0; In Service Dates 2009: 0; In Service Dates 2010: 0; In Service Dates 2011: 0
CWLP |  | 2006: 0; 2007: 0; In Service Dates 2008: 0; In Service Dates 2009: 0; In Service Dates 2010: 0; In Service Dates 2011: 0
GRE |  | 2006: 250000; 2007: 3055490.0232; In Service Dates 2008: 12146937.5285; In Service Dates 2009: 6719940.9944; In Service Dates 2010: 4675228.09; In Service Dates 2011: 47787132.959; In Service Dates 2012: 36013284.5
ATSI (FE) |  | 2006: 0; 2007: 8182117; In Service Dates 2008: 11132173; In Service Dates 2009: 20098673; In Service Dates 2010: 2653300; In Service Dates 2011: 305000
NIPSCO |  | 2006: 240500; 2007: 2789000; In Service Dates 2008: 4742400; In Service Dates 2009: 0; In Service Dates 2010: 0; In Service Dates 2011: 0
Hoosier |  | 2006: 0; 2007: 11250000; In Service Dates 2008: 16500000; In Service Dates 2009: 1850000; In Service Dates 2010: 0; In Service Dates 2011: 0
Ameren MO |  | 2006: 30367100; 2007: 5186300; In Service Dates 2008: 38335000; In Service Dates 2009: 8130600; In Service Dates 2010: 31233700; In Service Dates 2011: 0
ITC |  | 2006: 50600000; 2007: 134600000; In Service Dates 2008: 147600000; In Service Dates 2009: 29600000; In Service Dates 2010: 48000000; In Service Dates 2011: 0; Appendix O 2016: 1412155082.1565
IP&L |  | 2006: 0; 2007: 3000000; In Service Dates 2008: 2118011; In Service Dates 2009: 0; In Service Dates 2010: 0; In Service Dates 2011: 0; In Service Dates 2012: 4500000
METC |  | 6550000 | 53505000 | 18475000 | 20860000 | 13050000 | 98657000 |  | 26250000 |  | 5000000 | 1087844917.8435 | 42550000 | 22800000
MP |  | 2006: 320000; 2007: 595000; In Service Dates 2008: 30667062.4715; In Service Dates 2009: 5501059.0056; In Service Dates 2010: 5859030.7611; In Service Dates 2011: 0; In Service Dates 2012: 18802970.7
MDU |  | 2006: 0; 2007: 363000; In Service Dates 2008: 0; In Service Dates 2009: 6560000; In Service Dates 2010: 0; In Service Dates 2011: 0
Xcel (NSP) |  | 2006: 8642323.0685; 2007: 155762620; In Service Dates 2008: 17983979; In Service Dates 2009: 14000000; In Service Dates 2010: 85623261.18; In Service Dates 2011: 348746355.041; In Service Dates 2012: 58915974.86
OTP |  | 2006: 0; 2007: 224509.9768; In Service Dates 2008: 2436672; In Service Dates 2009: 6100000; In Service Dates 2010: 28385675.2089; In Service Dates 2011: 99257200; In Service Dates 2012: 16295907.94; Appendix O 2017: 858869
SIPC |  | 2006: 0; 2007: 7083000; In Service Dates 2008: 0; In Service Dates 2009: 0; In Service Dates 2010: 0; In Service Dates 2011: 0
SMMPA |  | 2006: 0; 2007: 0; In Service Dates 2008: 0; In Service Dates 2009: 0; In Service Dates 2010: 0; In Service Dates 2011: 19734000
Vectren (SIEGO) |  | 2006: 0; 2007: 34030000; In Service Dates 2008: 8500000; In Service Dates 2009: 77800000; In Service Dates 2010: 0; In Service Dates 2011: 74575000
MH |  | 7835115 | 16642663 | 3628560 | 0 | 87490286 | 109495664 | 5287742 | 17923199 | [6 empty] | 15534464 | Appendix O
2012-2020
Total: | 87699815 | 128441333 | 548873125 | 975039092 | 605624167 | 489667969.24 | 966998850 | 165265880 | 44727199 | 6000000 | 6696000 | 2555421325 | 43408869 | 146605001 | 0 | 15534464 | 2983658738
Rev Reqmts @ 20% |  | 25688266.6 | 109774625 | 195007818.4 | 121124833.4 | 97933593.848 | 193399770 | 33053176 | 8945439.8 | 1200000 | 1339200 | 511084265 | 8681773.8 | 29321000.2 | 0 | 3106892.8
kW: |  | 87699815 | 89892310.375 | 92139618.1344 | 94443108.5877 | 96804186.3024 | 99224290.96 | 101704898.234 | 104247520.6898 | 106853708.7071 | 109525051.4248 | 112263177.7104 | 115069757.1531 | 117946501.082 | 120895163.609 | 123917542.6992
Monthly kW: |  | 1052397780 | 1078707724.5 | 1105675417.6125 | 1133317303.0528 | 1161650235.6291 | 1190691491.5199 | 1220458778.8079 | 1250970248.278 | 1282244504.485 | 1314300617.0971 | 1347158132.5246 | 1380837085.8377 | 1415358012.9836 | 1450741963.3082 | 1487010512.3909
Monthly Rate Effect: |  | 0.024409 | 0.10176 | 0.17637 | 0.10688 | 0.084306 | 0.16243 | 0.027083 | 0.0071508 | 0.00093586 | 0.0010189 | 0.37938 | 0.0062873 | 0.020716 | 0 | 0.0020894
Cumulative Rate Effect: |  | 0.024409 | 0.12617 | 0.30254 | 0.40942 | 0.49373 | 0.65615 | 0.68324 | 0.69039 | 0.69132 | 0.69234 | 1.0717 | 1.078 | 1.0987 | 1.0987 | 1.1008

## PostageStampALL Less Excl List
|  |  | Appendix A (Planned Projects) | [7 empty] | Appendix A (Exclude List Projects)
|  |  | Additions to Plant in Service (All Voltages) | [7 empty] | Additions to Plant in Service (All Voltages)
| 2006 |  |  | In Service Dates | [7 empty] | In Service Dates
Transmission Owner | 12 CP Load | 2006 | 2007 | 2008 | 2009 | 2010 | 2011 |  |  | 2006 | 2007 | 2008 | 2009 | 2010 | 2011
Alliant West |  | 2006: 1645536.9315; 2007: 8000000; In Service Dates 2011: 26954167 |  |  |  | 8000000
ATCLLC |  | 17900000 | 58377209 | 514017219 | 334676989 | 11372014 |  |  |  | 15300000 | 49631369 | 406817169 | 15063960
Ameren IL |  | 2599200 | 6837100 | 95224170 | 19835000 |  |  |  |  | 2442500 | 1994400 | 28534770
Duke (Cinergy) |  | 1491558 | 27632116 | 10406337 | 12763650 | 343570 | 593077 |  |  | 790555 | 23405127 | 100000 | 14015756
Columbia MO
CWLP
GRE |  | 250000 | 3055490.0232 | 6000000 |  | 4675228.09 |  |  |  |  | 2750000 | 6000000
ATSI (FE) |  |  | 8182117 | 11132173 | 3850773 | 2201600 | 305000 |  |  |  | 4528566
NIPSCO |  | 2006: 240500; 2007: 1083600; In Service Dates 2008: 750000 |  |  |  | 1083600
Hoosier |  | 2007: 11250000; In Service Dates 2008: 16500000
Ameren MO |  | 2006: 30367100; 2007: 4373200; In Service Dates 2008: 20999500 |  |  | 30302100 | 2510100 | 15675600
ITC |  | 2006: 37600000; 2007: 82900000; In Service Dates 2008: 100000000 |  |  | 18500000 | 14000000
IP&L |  | 2007: 3000000; In Service Dates 2008: 2118011 |  |  |  |  | 1818011
METC (joint zone) |  | 6550000 | 37513000 | 7575000 | 10710000 | 1900000 |  |  |  | 1700000 | 200000
MP |  | 2006: 320000; In Service Dates 2008: 26000000; In Service Dates 2010: 3236696.37 |  |  |  |  | 26000050
MDU |  | 2007: 363000; In Service Dates 2009: 6560000
Xcel (NSP) |  | 8642323.0685 | 155762620 | 17983979 |  | 49623261.18 |  |  |  | 4282860 | 13768722 |  |  | 34480000
OTP |  |  | 224509.9768 | 2000000 | 6100000 | 27292658.6 | 88550000
SIPC |  | 2007: 7083000 |  |  |  | 7083000
SMMPA
Vectren (SIEGO) |  |  | 34030000 | 8500000 | 19000000 |  | 74575000 | [9 empty] | Exclude List
MH |  | 2007: 13495432; In Service Dates 2010: 62686754; In Service Dates 2011: 53463320 |  | Appendix A | [7 empty] | Appendix A
[9 empty] | 2006-2011 | [7 empty] | 2006-2011
Total: |  | 107606218 | 463162394 | 839206389 | 413496412 | 163331782.24 | 244440564 |  | 2231243759.24 | 73318015 | 128954884 | 484945600 | 29079716 | 34480000 | 0 |  | 750778215
Rev Reqmts @ 20% |  | 21521243.6 | 92632478.8 | 167841277.8 | 82699282.4 | 32666356.448 | 48888112.8 |  | 446248751.848
|  | 2007: Appendix B (Proposed Projects) |  |  |  | Appendix B (Exclude List Projects)
|  | 2007: Additions to Plant in Service (All Voltages) |  |  |  | Additions to Plant in Service (All Voltages)
| 2006 | In Service Dates 2008: In Service Dates |  |  |  |  | In Service Dates |  |  |  | "Outside of Plan Year" Appendix O
Transmission Owner | 12 CP Load | 2006 | 2007 | 2008 | 2009 | 2010 | 2011 |  |  | 2006 | 2007 | 2008 | 2009 | 2010 | 2011 | 2012 | 2017
Alliant West | [5 empty] | 6100000 | 59750000
ATCLLC |  |  | 10100000 | 32182742 | 22200000 | 164881904 | 76144254 |  |  | 2007: 3100000; In Service Dates 2009: 6200000; "Outside of Plan Year" Appendix O 2012: 1250000
Ameren IL |  |  | 1658000 | 6415800 | 8622800 |  |  |  |  | In Service Dates 2009: 119500
Duke (Cinergy) |  |  |  | 2527029 | 10305455 |  | 5000000 |  |  | In Service Dates 2008: 2527029; In Service Dates 2009: 1738266
Columbia MO
CWLP
GRE |  |  |  | 6146937.5285 | 6719940.9944 |  | 47787132.959 |  |  | In Service Dates 2008: 3500000; In Service Dates 2009: 3600000
ATSI (FE) |  |  |  |  | 16247900 | 451700
NIPSCO |  |  | 1705400 | 3992400
Hoosier |  |  |  |  | 1850000
Ameren MO |  |  | 813100 | 17335500 | 8130600 | 31233700 |  |  |  | 2007: 661200; In Service Dates 2008: 17335500
ITC |  | 13000000 | 51700000 | 47600000 | 29600000 | 48000000
IP&L
METC (joint zone) |  |  | 15992000 | 10900000 | 10150000 | 11150000 | 98657000 |  |  | 2007: 4269000; In Service Dates 2011: 1900000; "Outside of Plan Year" Appendix O 2017: 50000
MP |  |  | 595000 | 4667062.4715 | 5501059.0056 | 2622334.3911
MDU
Xcel (NSP) |  |  |  |  | 14000000 | 36000000 | 348746355.041
OTP |  |  |  | 436672 |  | 1093016.6089 | 10707200
SIPC
SMMPA | [6 empty] | 19734000
Vectren (SIEGO) |  |  |  |  | 58800000 |  |  |  |  | "Outside of Plan Year" Appendix O 2017: Exclude List
MH |  | 7835115 | 3147231 | 3628560 |  | 24803532 | 56032344 |  | Appendix B | "Outside of Plan Year" Appendix O 2017: Appendix B and O
[9 empty] | 2006-2011 | "Outside of Plan Year" Appendix O 2017: 2006-2017
Total: |  | 20835115 | 85710731 | 135832703 | 192127755 | 326336187 | 722558286 |  | 1483400777 | 0 | 8030200 | 23362529 | 11657766 | 0 | 1900000 | 1250000 | 46200495
Rev Reqmts @ 20% |  | 4167023 | 17142146.2 | 27166540.6 | 38425551 | 65267237.4 | 144511657.2
Combined Appendicies A & B (Planned & Proposed)
Additions to Plant in Service (All Voltages)
| 2006 |  |  | In Service Dates | [5 empty] | In Service Dates 2008: Appendix O
| 12 CP Load | 2006 | 2007 | 2008 | 2009 | 2010 | 2011 | 2012 | 2013 | 2014 | 2015 | 2016 | 2017 | 2018 | 2019 | 2020
Alliant West |  | 2006: 1645536.9315; 2007: 0; In Service Dates 2008: 0; In Service Dates 2009: 0; In Service Dates 2010: 6100000; In Service Dates 2011: 86704167
ATCLLC |  | 2600000 | 15745840 | 139382792 | 335613029 | 176253918 | 76144254 | 24200000 |  | 6000000 | 1050000 | 55421325 |  | 123805001
Ameren IL |  | 2006: 156700; 2007: 6500700; In Service Dates 2008: 73105200; In Service Dates 2009: 28338300; In Service Dates 2010: 0; In Service Dates 2011: 0
Duke (Cinergy) |  | 2006: 701003; 2007: 4226989; In Service Dates 2008: 10306337; In Service Dates 2009: 7315083; In Service Dates 2010: 343570; In Service Dates 2011: 5593077; In Service Dates 2013: 554000; In Service Dates 2015: 646000
Columbia MO |  | 2006: 0; 2007: 0; In Service Dates 2008: 0; In Service Dates 2009: 0; In Service Dates 2010: 0; In Service Dates 2011: 0
CWLP |  | 2006: 0; 2007: 0; In Service Dates 2008: 0; In Service Dates 2009: 0; In Service Dates 2010: 0; In Service Dates 2011: 0
GRE |  | 2006: 250000; 2007: 305490.0232; In Service Dates 2008: 2646937.5285; In Service Dates 2009: 3119940.9944; In Service Dates 2010: 4675228.09; In Service Dates 2011: 47787132.959; In Service Dates 2012: 36013284.5
ATSI (FE) |  | 2006: 0; 2007: 3653551; In Service Dates 2008: 11132173; In Service Dates 2009: 20098673; In Service Dates 2010: 2653300; In Service Dates 2011: 305000
NIPSCO |  | 2006: 240500; 2007: 1705400; In Service Dates 2008: 4742400; In Service Dates 2009: 0; In Service Dates 2010: 0; In Service Dates 2011: 0
Hoosier |  | 2006: 0; 2007: 11250000; In Service Dates 2008: 16500000; In Service Dates 2009: 1850000; In Service Dates 2010: 0; In Service Dates 2011: 0
Ameren MO |  | 2006: 65000; 2007: 2015000; In Service Dates 2008: 5323900; In Service Dates 2009: 8130600; In Service Dates 2010: 31233700; In Service Dates 2011: 0
ITC |  | 2006: 32100000; 2007: 120600000; In Service Dates 2008: 147600000; In Service Dates 2009: 29600000; In Service Dates 2010: 48000000; In Service Dates 2011: 0; Appendix O 2016: 1412155082.1565
IP&L |  | 2006: 0; 2007: 3000000; In Service Dates 2008: 300000; In Service Dates 2009: 0; In Service Dates 2010: 0; In Service Dates 2011: 0; In Service Dates 2012: 4500000
METC |  | 4850000 | 49036000 | 18475000 | 20860000 | 13050000 | 96757000 |  | 26250000 |  | 5000000 | 1087844917.8435 | 42500000 | 22800000
MP |  | 2006: 320000; 2007: 595000; In Service Dates 2008: 4667012.4715; In Service Dates 2009: 5501059.0056; In Service Dates 2010: 5859030.7611; In Service Dates 2011: 0; In Service Dates 2012: 18802970.7
MDU |  | 2006: 0; 2007: 363000; In Service Dates 2008: 0; In Service Dates 2009: 6560000; In Service Dates 2010: 0; In Service Dates 2011: 0
Xcel (NSP) |  | 2006: 4359463.0685; 2007: 141993898; In Service Dates 2008: 17983979; In Service Dates 2009: 14000000; In Service Dates 2010: 51143261.18; In Service Dates 2011: 348746355.041; In Service Dates 2012: 58915974.86
OTP |  | 2006: 0; 2007: 224509.9768; In Service Dates 2008: 2436672; In Service Dates 2009: 6100000; In Service Dates 2010: 28385675.2089; In Service Dates 2011: 99257200; In Service Dates 2012: 16295907.94; Appendix O 2017: 858869
SIPC |  | 2006: 0; 2007: 0; In Service Dates 2008: 0; In Service Dates 2009: 0; In Service Dates 2010: 0; In Service Dates 2011: 0
SMMPA |  | 2006: 0; 2007: 0; In Service Dates 2008: 0; In Service Dates 2009: 0; In Service Dates 2010: 0; In Service Dates 2011: 19734000
Vectren (SIEGO) |  | 2006: 0; 2007: 34030000; In Service Dates 2008: 8500000; In Service Dates 2009: 77800000; In Service Dates 2010: 0; In Service Dates 2011: 74575000
MH |  | 7835115 | 16642663 | 3628560 | 0 | 87490286 | 109495664 | 5287742 | 17923199 | [6 empty] | 15534464 | Appendix O
2012-2020
Total: | 87699815 | 55123318 | 411888041 | 466730963 | 564886685 | 455187969.24 | 965098850 | 164015880 | 44727199 | 6000000 | 6696000 | 2555421325 | 43358869 | 146605001 | 0 | 15534464 | 2982358738
Rev Reqmts @ 20% |  | 11024663.6 | 82377608.2 | 93346192.6 | 112977337 | 91037593.848 | 193019770 | 32803176 | 8945439.8 | 1200000 | 1339200 | 511084265 | 8671773.8 | 29321000.2 | 0 | 3106892.8
kW: |  | 87699815 | 89892310.375 | 92139618.1344 | 94443108.5877 | 96804186.3024 | 99224290.96 | 101704898.234 | 104247520.6898 | 106853708.7071 | 109525051.4248 | 112263177.7104 | 115069757.1531 | 117946501.082 | 120895163.609 | 123917542.6992
Monthly kW: |  | 1052397780 | 1078707724.5 | 1105675417.6125 | 1133317303.0528 | 1161650235.6291 | 1190691491.5199 | 1220458778.8079 | 1250970248.278 | 1282244504.485 | 1314300617.0971 | 1347158132.5246 | 1380837085.8377 | 1415358012.9836 | 1450741963.3082 | 1487010512.3909
Monthly Rate Effect: |  | 0.010476 | 0.076367 | 0.084425 | 0.099687 | 0.078369 | 0.16211 | 0.026878 | 0.0071508 | 0.00093586 | 0.0010189 | 0.37938 | 0.0062801 | 0.020716 | 0 | 0.0020894
Cumulative Rate Effect: |  | 0.010476 | 0.086843 | 0.17127 | 0.27095 | 0.34932 | 0.51143 | 0.53831 | 0.54546 | 0.5464 | 0.54741 | 0.92679 | 0.93307 | 0.95379 | 0.95379 | 0.95588

## PostageStampEHV
|  |  | Appendix A (Planned Projects) | [7 empty] | Appendix A (Exclude List Projects)
|  |  | Additions to Plant in Service (345 kV & Above) | [7 empty] | Additions to Plant in Service 345 kV & Above
| 2006 |  |  | In Service Date | [7 empty] | In Service Date
| 12 CP Load | 2006 | 2007 | 2008 | 2009 | 2010 | 2011 |  |  | 2006 | 2007 | 2008 | 2009 | 2010 | 2011
Alliant West |  | 0 | 0 | 0 | 0 | 0 | 0
ATCLLC |  | 0 | 0 | 364645723 | 290313029 | 10600000 | 0 |  |  |  |  | 364645723
Ameren IL |  | 0 | 1042900 | 61424500 | 19835000 | 0 | 0
Duke (Cinergy) |  | 200000 | 740756 | 0 | 0 | 0 | 0 |  |  | 200000
Columbia MO |  | 0 | 0 | 0 | 0 | 0 | 0
CWLP |  | 0 | 0 | 0 | 0 | 0 | 0
GRE |  | 0 | 0 | 0 | 0 | 0 | 0
ATSI (FE) |  | 0 | 0 | 2727173 | 2727173 | 0 | 0
NIPSCO |  | 0 | 0 | 0 | 0 | 0 | 0
Hoosier |  | 0 | 0 | 0 | 0 | 0 | 0
Ameren MO |  | 29966200 | 1377100 | 3512200 | 0 | 0 | 0 |  |  | 29966200 | 1093900
ITC |  | 3500000 | 3000000 | 57000000 | 0 | 0 | 0
IP&L |  | 0 | 0 | 0 | 0 | 0 | 0
METC |  | 0 | 8600000 | 0 | 0 | 0 | 0
MP |  | 0 | 0 | 0 | 0 | 0 | 0
MDU |  | 0 | 0 | 0 | 0 | 0 | 0
Xcel (NSP) |  | 0 | 92944344 | 0 | 0 | 0 | 0 |  |  |  | 807000
OTP |  | 0 | 0 | 0 | 0 | 0 | 0
SIPC |  | 0 | 0 | 0 | 0 | 0 | 0
SMMPA |  | 0 | 0 | 0 | 0 | 0 | 0
Vectren (SIEGO) |  | 0 | 0 | 0 | 0 | 0 | 66175000 | [9 empty] | Exclude List
MH |  | 0 | 0 | 0 | 0 | 0 | 0 |  | Appendix A | [7 empty] | Appendix A
[9 empty] | 2006-2011 | [7 empty] | 2006-2011
Total: |  | 33666200 | 107705100 | 489309596 | 312875202 | 10600000 | 66175000 |  | 1020331098 | 30166200 | 1900900 | 364645723 | 0 | 0 | 0 |  | 396712823
Rev Reqmts @ 20% |  | 6733240 | 21541020 | 97861919.2 | 62575040.4 | 2120000 | 13235000 |  | 204066219.6
|  | 2007: Appendix B (Proposed Projects) |  |  |  | Appendix B (Exclude List Projects)
|  | 2007: Additions to Plant in Service (345 kV & Above) |  |  |  | Additions to Plant in Service 345 kV & Above
| 2006 | In Service Date 2008: In Service Date |  |  |  |  | In Service Date |  |  |  | "Outside of Plan Year" Appendix O
| 12 CP Load | 2006 | 2007 | 2008 | 2009 | 2010 | 2011 |  |  | 2006 | 2007 | 2008 | 2009 | 2010 | 2011 | 2012 | 2017
Alliant West |  | 0 | 0 | 0 | 0 | 0 | 55650000
ATCLLC |  | 0 | 0 | 0 | 2100000 | 125400000 | 64755737
Ameren IL |  | 0 | 0 | 0 | 119500 | 0 | 0 |  |  | In Service Date 2009: 119500
Duke (Cinergy) |  | 0 | 0 | 0 | 0 | 0 | 0
Columbia MO |  | 0 | 0 | 0 | 0 | 0 | 0
CWLP |  | 0 | 0 | 0 | 0 | 0 | 0
GRE |  | 0 | 0 | 0 | 0 | 0 | 36588800
ATSI (FE) |  | 0 | 0 | 0 | 0 | 0 | 0
NIPSCO |  | 0 | 0 | 0 | 0 | 0 | 0
Hoosier |  | 0 | 0 | 0 | 0 | 0 | 0
Ameren MO |  | 0 | 0 | 10210700 | 1873200 | 0 | 0 |  |  | In Service Date 2008: 10210700
ITC |  | 0 | 3000000 | 24000000 | 20700000 | 14000000 | 0
IP&L |  | 0 | 0 | 0 | 0 | 0 | 0
METC |  | 0 | 2794000 | 0 | 0 | 0 | 77132000 |  |  | 2007: 2794000
MP |  | 0 | 0 | 0 | 0 | 0 | 0
MDU |  | 0 | 0 | 0 | 0 | 0 | 0
Xcel (NSP) |  | 0 | 0 | 0 | 0 | 0 | 265354000
OTP |  | 0 | 0 | 0 | 0 | 0 | 9147200
SIPC |  | 0 | 0 | 0 | 0 | 0 | 0
SMMPA |  | 0 | 0 | 0 | 0 | 0 | 15990000
Vectren (SIEGO) |  | 0 | 0 | 0 | 46500000 | 0 | 0 |  |  | "Outside of Plan Year" Appendix O 2017: Exclude List
MH |  | 0 | 0 | 0 | 0 | 0 | 0 |  | Appendix B | 2006: 0; 2007: 0; "Outside of Plan Year" Appendix O 2017: Appendix B and O
[9 empty] | 2006-2011 | "Outside of Plan Year" Appendix O 2017: 2006-2017
Total: |  | 0 | 5794000 | 34210700 | 71292700 | 139400000 | 524617737 |  | 775315137 | 0 | 2794000 | 10210700 | 119500 | 0 | 0 | 0 | 13124200
Rev Reqmts @ 20% |  | 0 | 1158800 | 6842140 | 14258540 | 27880000 | 104923547.4 |  | 155063027.4
Combined Appendicies A & B
Additions to Plant in Service (345 kV & Above)
| 2006 |  |  | In Service Date | [5 empty] | In Service Date 2008: Appendix O
| 12 CP Load | 2006 | 2007 | 2008 | 2009 | 2010 | 2011 | 2012 | 2013 | 2014 | 2015 | 2016 | 2017 | 2018 | 2019 | 2020
Alliant West |  | 2006: 0; 2007: 0; In Service Date 2008: 0; In Service Date 2009: 0; In Service Date 2010: 0; In Service Date 2011: 55650000
ATCLLC |  | 2006: 0; 2007: 0; In Service Date 2008: 364645723; In Service Date 2009: 292413029; In Service Date 2010: 136000000; In Service Date 2011: 64755737; Appendix O 2016: 46700000; Appendix O 2018: 73300000
Ameren IL |  | 2006: 0; 2007: 1042900; In Service Date 2008: 61424500; In Service Date 2009: 19954500; In Service Date 2010: 0; In Service Date 2011: 0
Duke (Cinergy) |  | 2006: 200000; 2007: 740756; In Service Date 2008: 0; In Service Date 2009: 0; In Service Date 2010: 0; In Service Date 2011: 0
Columbia MO |  | 2006: 0; 2007: 0; In Service Date 2008: 0; In Service Date 2009: 0; In Service Date 2010: 0; In Service Date 2011: 0
CWLP |  | 2006: 0; 2007: 0; In Service Date 2008: 0; In Service Date 2009: 0; In Service Date 2010: 0; In Service Date 2011: 0
GRE |  | 2006: 0; 2007: 0; In Service Date 2008: 0; In Service Date 2009: 0; In Service Date 2010: 0; In Service Date 2011: 36588800; In Service Date 2012: 31338284.5
ATSI (FE) |  | 2006: 0; 2007: 0; In Service Date 2008: 2727173; In Service Date 2009: 2727173; In Service Date 2010: 0; In Service Date 2011: 0
NIPSCO |  | 2006: 0; 2007: 0; In Service Date 2008: 0; In Service Date 2009: 0; In Service Date 2010: 0; In Service Date 2011: 0
Hoosier |  | 2006: 0; 2007: 0; In Service Date 2008: 0; In Service Date 2009: 0; In Service Date 2010: 0; In Service Date 2011: 0
Ameren MO |  | 2006: 29966200; 2007: 1377100; In Service Date 2008: 13722900; In Service Date 2009: 1873200; In Service Date 2010: 0; In Service Date 2011: 0
ITC |  | 2006: 3500000; 2007: 6000000; In Service Date 2008: 81000000; In Service Date 2009: 20700000; In Service Date 2010: 14000000; In Service Date 2011: 0; Appendix O 2016: 1398033531.3349
IP&L |  | 2006: 0; 2007: 0; In Service Date 2008: 0; In Service Date 2009: 0; In Service Date 2010: 0; In Service Date 2011: 0
METC |  | 2006: 0; 2007: 11394000; In Service Date 2008: 0; In Service Date 2009: 0; In Service Date 2010: 0; In Service Date 2011: 77132000; Appendix O 2016: 1076966468.6651; Appendix O 2017: 500000
MP |  | 2006: 0; 2007: 0; In Service Date 2008: 0; In Service Date 2009: 0; In Service Date 2010: 0; In Service Date 2011: 0; In Service Date 2012: 18802970.7
MDU |  | 2006: 0; 2007: 0; In Service Date 2008: 0; In Service Date 2009: 0; In Service Date 2010: 0; In Service Date 2011: 0
Xcel (NSP) |  | 2006: 0; 2007: 92944344; In Service Date 2008: 0; In Service Date 2009: 0; In Service Date 2010: 0; In Service Date 2011: 265354000; In Service Date 2012: 58915974.86
OTP |  | 2006: 0; 2007: 0; In Service Date 2008: 0; In Service Date 2009: 0; In Service Date 2010: 0; In Service Date 2011: 9147200; In Service Date 2012: 16295907.94
SIPC |  | 2006: 0; 2007: 0; In Service Date 2008: 0; In Service Date 2009: 0; In Service Date 2010: 0; In Service Date 2011: 0
SMMPA |  | 2006: 0; 2007: 0; In Service Date 2008: 0; In Service Date 2009: 0; In Service Date 2010: 0; In Service Date 2011: 15990000
Vectren (SIEGO) |  | 2006: 0; 2007: 0; In Service Date 2008: 0; In Service Date 2009: 46500000; In Service Date 2010: 0; In Service Date 2011: 66175000
MH |  | 2006: 0; 2007: 0; In Service Date 2008: 0; In Service Date 2009: 0; In Service Date 2010: 0; In Service Date 2011: 0 | Appendix O
2012-2020
Total: | 87699815 | 33666200 | 113499100 | 523520296 | 384167902 | 150000000 | 590792737 | 125353138 | 0 | 0 | 0 | 2521700000 | 500000 | 73300000 | 0 | 0 | 2720853138
Rev Reqmts @ 20% |  | 6733240 | 22699820 | 104704059.2 | 76833580.4 | 30000000 | 118158547.4 | 25070627.6 | 0 | 0 | 0 | 504340000 | 100000 | 14660000 | 0 | 0 | 544170627.6
|  | 87699815 | 89892310.375 | 92139618.1344 | 94443108.5877 | 96804186.3024 | 99224290.96 | 101704898.234 | 104247520.6898 | 106853708.7071 | 109525051.4248 | 112263177.7104 | 115069757.1531 | 117946501.082 | 120895163.609 | 123917542.6992
Monthly kW: |  | 1052397780 | 1078707724.5 | 1105675417.6125 | 1133317303.0528 | 1161650235.6291 | 1190691491.5199 | 1220458778.8079 | 1250970248.278 | 1282244504.485 | 1314300617.0971 | 1347158132.5246 | 1380837085.8377 | 1415358012.9836 | 1450741963.3082 | 1487010512.3909
Monthly Rate Effect |  | 0.006398 | 0.021044 | 0.094697 | 0.067795 | 0.025825 | 0.099235 | 0.020542 | 0 | 0 | 0 | 0.37437 | 7.242e-05 | 0.010358 | 0 | 0
Cumulative Effect: |  | 0.006398 | 0.027442 | 0.12214 | 0.18993 | 0.21576 | 0.31499 | 0.33554 | 0.33554 | 0.33554 | 0.33554 | 0.70991 | 0.70998 | 0.72034 | 0.72034 | 0.72034

## PostageStampEHV Less Excl List
|  |  | Appendix A (Planned Projects) | [7 empty] | Appendix A (Exclude List Projects)
|  |  | Additions to Plant in Service (345 kV & Above) | [7 empty] | Additions to Plant in Service 345 kV & Above
| 2006 |  |  | In Service Date | [7 empty] | In Service Date
| 12 CP Load | 2006 | 2007 | 2008 | 2009 | 2010 | 2011 |  |  | 2006 | 2007 | 2008 | 2009 | 2010 | 2011
Alliant West |  | 0 | 0 | 0 | 0 | 0 | 0
ATCLLC |  | 0 | 0 | 364645723 | 290313029 | 10600000 | 0 |  |  |  |  | 364645723
Ameren IL |  | 0 | 1042900 | 61424500 | 19835000 | 0 | 0
Duke (Cinergy) |  | 200000 | 740756 | 0 | 0 | 0 | 0 |  |  | 200000
Columbia MO |  | 0 | 0 | 0 | 0 | 0 | 0
CWLP |  | 0 | 0 | 0 | 0 | 0 | 0
GRE |  | 0 | 0 | 0 | 0 | 0 | 0
ATSI (FE) |  | 0 | 0 | 2727173 | 2727173 | 0 | 0
NIPSCO |  | 0 | 0 | 0 | 0 | 0 | 0
Hoosier |  | 0 | 0 | 0 | 0 | 0 | 0
Ameren MO |  | 29966200 | 1377100 | 3512200 | 0 | 0 | 0 |  |  | 29966200 | 1093900
ITC |  | 3500000 | 3000000 | 57000000 | 0 | 0 | 0
IP&L |  | 0 | 0 | 0 | 0 | 0 | 0
METC |  | 0 | 8600000 | 0 | 0 | 0 | 0
MP |  | 0 | 0 | 0 | 0 | 0 | 0
MDU |  | 0 | 0 | 0 | 0 | 0 | 0
Xcel (NSP) |  | 0 | 92944344 | 0 | 0 | 0 | 0 |  |  |  | 807000
OTP |  | 0 | 0 | 0 | 0 | 0 | 0
SIPC |  | 0 | 0 | 0 | 0 | 0 | 0
SMMPA |  | 0 | 0 | 0 | 0 | 0 | 0
Vectren (SIEGO) |  | 0 | 0 | 0 | 0 | 0 | 66175000 | [9 empty] | Exclude List
MH |  | 0 | 0 | 0 | 0 | 0 | 0 |  | Appendix A | [7 empty] | Appendix A
[9 empty] | 2006-2011 | [7 empty] | 2006-2011
Total: |  | 33666200 | 107705100 | 489309596 | 312875202 | 10600000 | 66175000 |  | 1020331098 | 30166200 | 1900900 | 364645723 | 0 | 0 | 0 |  | 396712823
Rev Reqmts @ 20% |  | 6733240 | 21541020 | 97861919.2 | 62575040.4 | 2120000 | 13235000 |  | 204066219.6
|  | 2007: Appendix B (Proposed Projects) |  |  |  | Appendix B (Exclude List Projects)
|  | 2007: Additions to Plant in Service (345 kV & Above) |  |  |  | Additions to Plant in Service 345 kV & Above
| 2006 | In Service Date 2008: In Service Date |  |  |  |  | In Service Date |  |  |  | "Outside of Plan Year" Appendix O
| 12 CP Load | 2006 | 2007 | 2008 | 2009 | 2010 | 2011 |  |  | 2006 | 2007 | 2008 | 2009 | 2010 | 2011 | 2012 | 2017
Alliant West |  | 0 | 0 | 0 | 0 | 0 | 55650000
ATCLLC |  | 0 | 0 | 0 | 2100000 | 125400000 | 64755737
Ameren IL |  | 0 | 0 | 0 | 119500 | 0 | 0 |  |  | In Service Date 2009: 119500
Duke (Cinergy) |  | 0 | 0 | 0 | 0 | 0 | 0
Columbia MO |  | 0 | 0 | 0 | 0 | 0 | 0
CWLP |  | 0 | 0 | 0 | 0 | 0 | 0
GRE |  | 0 | 0 | 0 | 0 | 0 | 36588800
ATSI (FE) |  | 0 | 0 | 0 | 0 | 0 | 0
NIPSCO |  | 0 | 0 | 0 | 0 | 0 | 0
Hoosier |  | 0 | 0 | 0 | 0 | 0 | 0
Ameren MO |  | 0 | 0 | 10210700 | 1873200 | 0 | 0 |  |  | In Service Date 2008: 10210700
ITC |  | 0 | 3000000 | 24000000 | 20700000 | 14000000 | 0
IP&L |  | 0 | 0 | 0 | 0 | 0 | 0
METC |  | 0 | 2794000 | 0 | 0 | 0 | 77132000 |  |  | 2007: 2794000
MP |  | 0 | 0 | 0 | 0 | 0 | 0
MDU |  | 0 | 0 | 0 | 0 | 0 | 0
Xcel (NSP) |  | 0 | 0 | 0 | 0 | 0 | 265354000
OTP |  | 0 | 0 | 0 | 0 | 0 | 9147200
SIPC |  | 0 | 0 | 0 | 0 | 0 | 0
SMMPA |  | 0 | 0 | 0 | 0 | 0 | 15990000
Vectren (SIEGO) |  | 0 | 0 | 0 | 46500000 | 0 | 0 |  |  | "Outside of Plan Year" Appendix O 2017: Exclude List
MH |  | 0 | 0 | 0 | 0 | 0 | 0 |  | Appendix B | 2006: 0; 2007: 0; "Outside of Plan Year" Appendix O 2017: Appendix B and O
[9 empty] | 2006-2011 | "Outside of Plan Year" Appendix O 2017: 2006-2017
Total: |  | 0 | 5794000 | 34210700 | 71292700 | 139400000 | 524617737 |  | 775315137 | 0 | 2794000 | 10210700 | 119500 | 0 | 0 | 0 | 13124200
Rev Reqmts @ 20% |  | 0 | 1158800 | 6842140 | 14258540 | 27880000 | 104923547.4 |  | 155063027.4
Combined Appendicies A & B
Additions to Plant in Service (345 kV & Above)
| 2006 |  |  | In Service Date | [5 empty] | In Service Date 2008: Appendix O
| 12 CP Load | 2006 | 2007 | 2008 | 2009 | 2010 | 2011 | 2012 | 2013 | 2014 | 2015 | 2016 | 2017 | 2018 | 2019 | 2020
Alliant West | 2908001 | 2006: 0; 2007: 0; In Service Date 2008: 0; In Service Date 2009: 0; In Service Date 2010: 0; In Service Date 2011: 55650000
ATCLLC | 10185826 | 2006: 0; 2007: 0; In Service Date 2008: 0; In Service Date 2009: 292413029; In Service Date 2010: 136000000; In Service Date 2011: 64755737; Appendix O 2016: 46700000; Appendix O 2018: 73300000
Ameren IL | 4540501 | 2006: 0; 2007: 1042900; In Service Date 2008: 61424500; In Service Date 2009: 19835000; In Service Date 2010: 0; In Service Date 2011: 0
Duke (Cinergy) | 9575917 | 2006: 0; 2007: 740756; In Service Date 2008: 0; In Service Date 2009: 0; In Service Date 2010: 0; In Service Date 2011: 0
Columbia MO | 207000 | 2006: 0; 2007: 0; In Service Date 2008: 0; In Service Date 2009: 0; In Service Date 2010: 0; In Service Date 2011: 0
CWLP | 325000 | 2006: 0; 2007: 0; In Service Date 2008: 0; In Service Date 2009: 0; In Service Date 2010: 0; In Service Date 2011: 0
GRE | 953326 | 2006: 0; 2007: 0; In Service Date 2008: 0; In Service Date 2009: 0; In Service Date 2010: 0; In Service Date 2011: 36588800; In Service Date 2012: 31338284.5
ATSI (FE) | 10940249 | 2006: 0; 2007: 0; In Service Date 2008: 2727173; In Service Date 2009: 2727173; In Service Date 2010: 0; In Service Date 2011: 0
NIPSCO | 2860240 | 2006: 0; 2007: 0; In Service Date 2008: 0; In Service Date 2009: 0; In Service Date 2010: 0; In Service Date 2011: 0
Hoosier | 571800 | 2006: 0; 2007: 0; In Service Date 2008: 0; In Service Date 2009: 0; In Service Date 2010: 0; In Service Date 2011: 0
Ameren MO | 9407567 | 2006: 0; 2007: 283200; In Service Date 2008: 3512200; In Service Date 2009: 1873200; In Service Date 2010: 0; In Service Date 2011: 0
ITC | 9238083 | 2006: 3500000; 2007: 6000000; In Service Date 2008: 81000000; In Service Date 2009: 20700000; In Service Date 2010: 14000000; In Service Date 2011: 0; Appendix O 2016: 1398033531.3349
IP&L | 2574417 | 2006: 0; 2007: 0; In Service Date 2008: 0; In Service Date 2009: 0; In Service Date 2010: 0; In Service Date 2011: 0
METC | 7116500 | 2006: 0; 2007: 8600000; In Service Date 2008: 0; In Service Date 2009: 0; In Service Date 2010: 0; In Service Date 2011: 77132000; Appendix O 2016: 1076966468.6651; Appendix O 2017: 500000
MP | 1680898 | 2006: 0; 2007: 0; In Service Date 2008: 0; In Service Date 2009: 0; In Service Date 2010: 0; In Service Date 2011: 0; In Service Date 2012: 18802970.7
MDU | 553279 | 2006: 0; 2007: 0; In Service Date 2008: 0; In Service Date 2009: 0; In Service Date 2010: 0; In Service Date 2011: 0
Xcel (NSP) | 7727545 | 2006: 0; 2007: 92137344; In Service Date 2008: 0; In Service Date 2009: 0; In Service Date 2010: 0; In Service Date 2011: 265354000; In Service Date 2012: 58915974.86
OTP | 700616 | 2006: 0; 2007: 0; In Service Date 2008: 0; In Service Date 2009: 0; In Service Date 2010: 0; In Service Date 2011: 9147200; In Service Date 2012: 16295907.94
SIPC | 343000 | 2006: 0; 2007: 0; In Service Date 2008: 0; In Service Date 2009: 0; In Service Date 2010: 0; In Service Date 2011: 0
SMMPA | 255700 | 2006: 0; 2007: 0; In Service Date 2008: 0; In Service Date 2009: 0; In Service Date 2010: 0; In Service Date 2011: 15990000
Vectren (SIEGO) | 1028167 | 2006: 0; 2007: 0; In Service Date 2008: 0; In Service Date 2009: 46500000; In Service Date 2010: 0; In Service Date 2011: 66175000
MH | 3511000 | 2006: 0; 2007: 0; In Service Date 2008: 0; In Service Date 2009: 0; In Service Date 2010: 0; In Service Date 2011: 0 | Appendix O
2012-2020
Total: | 87699815 | 3500000 | 108804200 | 148663873 | 384048402 | 150000000 | 590792737 | 125353138 | 0 | 0 | 0 | 2521700000 | 500000 | 73300000 | 0 | 0 | 2720853138
Rev Reqmts @ 20% |  | 700000 | 21760840 | 29732774.6 | 76809680.4 | 30000000 | 118158547.4 | 25070627.6 | 0 | 0 | 0 | 504340000 | 100000 | 14660000 | 0 | 0 | 544170627.6
|  | 87699815 | 89892310.375 | 92139618.1344 | 94443108.5877 | 96804186.3024 | 99224290.96 | 101704898.234 | 104247520.6898 | 106853708.7071 | 109525051.4248 | 112263177.7104 | 115069757.1531 | 117946501.082 | 120895163.609 | 123917542.6992
Monthly kW: |  | 1052397780 | 1078707724.5 | 1105675417.6125 | 1133317303.0528 | 1161650235.6291 | 1190691491.5199 | 1220458778.8079 | 1250970248.278 | 1282244504.485 | 1314300617.0971 | 1347158132.5246 | 1380837085.8377 | 1415358012.9836 | 1450741963.3082 | 1487010512.3909
Monthly Rate Effect |  | 0.00066515 | 0.020173 | 0.026891 | 0.067774 | 0.025825 | 0.099235 | 0.020542 | 0 | 0 | 0 | 0.37437 | 7.242e-05 | 0.010358 | 0 | 0
Cumulative Effect: |  | 0.00066515 | 0.020838 | 0.047729 | 0.1155 | 0.14133 | 0.24056 | 0.26111 | 0.26111 | 0.26111 | 0.26111 | 0.63548 | 0.63555 | 0.64591 | 0.64591 | 0.64591

## PostageStampELV
|  |  | Appendix A (Planned Projects) | [7 empty] | Appendix A (Exclude List Projects)
|  |  | Additions to Plant in Service (Low Voltages) | [7 empty] | Additions to Plant in Service Below 345 kV
| 2006 |  |  | In Service Dates | [7 empty] | In Service Date
Transmission Owner | 12 CP Load | 2006 | 2007 | 2008 | 2009 | 2010 | 2011 |  |  | 2006 | 2007 | 2008 | 2009 | 2010 | 2011
Alliant West |  | 1645536.9315 | 8000000 | 0 | 0 | 0 | 26954167 |  |  | 0 | 8000000 | 0 | 0 | 0 | 0
ATCLLC |  | 17900000 | 58377209 | 149371496 | 44363960 | 772014 | 0 |  |  | 15300000 | 49631369 | 42171446 | 15063960 | 0 | 0
Ameren IL |  | 2599200 | 5794200 | 33799670 | 0 | 0 | 0 |  |  | 2442500 | 1994400 | 28534770 | 0 | 0 | 0
Duke (Cinergy) |  | 1291558 | 26891360 | 10406337 | 12763650 | 343570 | 593077 |  |  | 590555 | 23405127 | 100000 | 14015756 | 0 | 0
Columbia MO |  | 0 | 0 | 0 | 0 | 0 | 0 |  |  | 0 | 0 | 0 | 0 | 0 | 0
CWLP |  | 0 | 0 | 0 | 0 | 0 | 0 |  |  | 0 | 0 | 0 | 0 | 0 | 0
GRE |  | 250000 | 3055490.0232 | 6000000 | 0 | 4675228.09 | 0 |  |  | 0 | 2750000 | 6000000 | 0 | 0 | 0
ATSI (FE) |  | 0 | 8182117 | 8405000 | 1123600 | 2201600 | 305000 |  |  | 0 | 4528566 | 0 | 0 | 0 | 0
NIPSCO |  | 240500 | 1083600 | 750000 | 0 | 0 | 0 |  |  | 0 | 1083600 | 0 | 0 | 0 | 0
Hoosier |  | 0 | 11250000 | 16500000 | 0 | 0 | 0 |  |  | 0 | 0 | 0 | 0 | 0 | 0
Ameren MO |  | 400900 | 2996100 | 17487300 | 0 | 0 | 0 |  |  | 335900 | 1416200 | 15675600 | 0 | 0 | 0
ITC |  | 34100000 | 79900000 | 43000000 | 0 | 0 | 0 |  |  | 18500000 | 14000000 | 0 | 0 | 0 | 0
IP&L |  | 0 | 3000000 | 2118011 | 0 | 0 | 0 |  |  | 0 | 0 | 1818011 | 0 | 0 | 0
METC (joint zone) |  | 6550000 | 28913000 | 7575000 | 10710000 | 1900000 | 0 |  |  | 1700000 | 200000 | 0 | 0 | 0 | 0
MP |  | 320000 | 0 | 26000000 | 0 | 3236696.37 | 0 |  |  | 0 | 0 | 26000050 | 0 | 0 | 0
MDU |  | 0 | 363000 | 0 | 6560000 | 0 | 0 |  |  | 0 | 0 | 0 | 0 | 0 | 0
Xcel (NSP) |  | 8642323.0685 | 62818276 | 17983979 | 0 | 49623261.18 | 0 |  |  | 4282860 | 12961722 | 0 | 0 | 34480000 | 0
OTP |  | 0 | 224509.9768 | 2000000 | 6100000 | 27292658.6 | 88550000 |  |  | 0 | 0 | 0 | 0 | 0 | 0
SIPC |  | 0 | 7083000 | 0 | 0 | 0 | 0 |  |  | 0 | 7083000 | 0 | 0 | 0 | 0
SMMPA |  | 0 | 0 | 0 | 0 | 0 | 0 |  |  | 0 | 0 | 0 | 0 | 0 | 0
Vectren (SIEGO) |  | 0 | 34030000 | 8500000 | 19000000 | 0 | 8400000 |  |  | 0 | 0 | 0 | 0 | 0 | 0 |  | Exclude List
MH |  | 0 | 13495432 | 0 | 0 | 62686754 | 53463320 |  | Appendix A | 0 | 0 | 0 | 0 | 0 | 0 |  | Appendix A
[9 empty] | 2006-2011 | [7 empty] | 2006-2011
Total: |  | 73940018 | 355457294 | 349896793 | 100621210 | 152731782.24 | 178265564 |  | 1210912661.24 | 43151815 | 127053984 | 120299877 | 29079716 | 34480000 | 0 |  | 354065392
Rev Reqmts @ 20% |  | 14788003.6 | 71091458.8 | 69979358.6 | 20124242 | 30546356.448 | 35653112.8 |  | 242182532.248
|  | 2007: Appendix B (Proposed Projects) |  |  |  | Appendix B (Exclude List Projects)
|  | 2007: Additions to Plant in Service (Low Voltages) |  |  |  | Additions to Plant in Service Below 345 kV
| 2006 | In Service Dates 2008: In Service Dates |  |  |  |  | In Service Date |  |  |  | "Outside of Plan Year" Appendix O
Transmission Owner | 12 CP Load | 2006 | 2007 | 2008 | 2009 | 2010 | 2011 |  |  | 2006 | 2007 | 2008 | 2009 | 2010 | 2011 | 2012 | 2017
Alliant West |  | 0 | 0 | 0 | 0 | 6100000 | 4100000 |  |  | 0 | 0 | 0 | 0 | 0 | 0 | 0 | 0
ATCLLC |  | 0 | 10100000 | 32182742 | 20100000 | 39481904 | 11388517 |  |  | 0 | 3100000 | 0 | 6200000 | 0 | 0 | 1250000 | 0
Ameren IL |  | 0 | 1658000 | 6415800 | 8503300 | 0 | 0 |  |  | 0 | 0 | 0 | 0 | 0 | 0 | 0 | 0
Duke (Cinergy) |  | 0 | 0 | 2527029 | 10305455 | 0 | 5000000 |  |  | 0 | 0 | 2527029 | 1738266 | 0 | 0 | 0 | 0
Columbia MO |  | 0 | 0 | 0 | 0 | 0 | 0 |  |  | 0 | 0 | 0 | 0 | 0 | 0 | 0 | 0
CWLP |  | 0 | 0 | 0 | 0 | 0 | 0 |  |  | 0 | 0 | 0 | 0 | 0 | 0 | 0 | 0
GRE |  | 0 | 0 | 6146937.5285 | 6719940.9944 | 0 | 11198332.959 |  |  | 0 | 0 | 3500000 | 3600000 | 0 | 0 | 0 | 0
ATSI (FE) |  | 0 | 0 | 0 | 16247900 | 451700 | 0 |  |  | 0 | 0 | 0 | 0 | 0 | 0 | 0 | 0
NIPSCO |  | 0 | 1705400 | 3992400 | 0 | 0 | 0 |  |  | 0 | 0 | 0 | 0 | 0 | 0 | 0 | 0
Hoosier |  | 0 | 0 | 0 | 1850000 | 0 | 0 |  |  | 0 | 0 | 0 | 0 | 0 | 0 | 0 | 0
Ameren MO |  | 0 | 813100 | 7124800 | 6257400 | 31233700 | 0 |  |  | 0 | 661200 | 7124800 | 0 | 0 | 0 | 0 | 0
ITC |  | 13000000 | 48700000 | 23600000 | 8900000 | 34000000 | 0 |  |  | 0 | 0 | 0 | 0 | 0 | 0 | 0 | 0
IP&L |  | 0 | 0 | 0 | 0 | 0 | 0 |  |  | 0 | 0 | 0 | 0 | 0 | 0 | 0 | 0
METC (joint zone) |  | 0 | 13198000 | 10900000 | 10150000 | 11150000 | 21525000 |  |  | 0 | 1475000 | 0 | 0 | 0 | 1900000 | 0 | 50000
MP |  | 0 | 595000 | 4667062.4715 | 5501059.0056 | 2622334.3911 | 0 |  |  | 0 | 0 | 0 | 0 | 0 | 0 | 0 | 0
MDU |  | 0 | 0 | 0 | 0 | 0 | 0 |  |  | 0 | 0 | 0 | 0 | 0 | 0 | 0 | 0
Xcel (NSP) |  | 0 | 0 | 0 | 14000000 | 36000000 | 83392355.041 |  |  | 0 | 0 | 0 | 0 | 0 | 0 | 0 | 0
OTP |  | 0 | 0 | 436672 | 0 | 1093016.6089 | 1560000 |  |  | 0 | 0 | 0 | 0 | 0 | 0 | 0 | 0
SIPC |  | 0 | 0 | 0 | 0 | 0 | 0 |  |  | 0 | 0 | 0 | 0 | 0 | 0 | 0 | 0
SMMPA |  | 0 | 0 | 0 | 0 | 0 | 3744000 |  |  | 0 | 0 | 0 | 0 | 0 | 0 | 0 | 0
Vectren (SIEGO) |  | 0 | 0 | 0 | 12300000 | 0 | 0 |  |  | 0 | 0 | 0 | 0 | 0 | 0 | 0 | Exclude List
MH |  | 7835115 | 3147231 | 3628560 | 0 | 24803532 | 56032344 |  | Appendix B | 0 | 0 | 0 | 0 | 0 | 0 | 0 | Appendix B and O
[9 empty] | 2006-2011 | "Outside of Plan Year" Appendix O 2017: 2006-2017
Total: |  | 20835115 | 79916731 | 101622003 | 120835055 | 186936187 | 197940549 |  | 708085640 | 0 | 5236200 | 13151829 | 11538266 | 0 | 1900000 | 1250000 | 31826295
Rev Reqmts @ 20% |  | 4167023 | 15983346.2 | 20324400.6 | 24167011 | 37387237.4 | 39588109.8
Combined Appendicies A & B (Planned & Proposed)
Additions to Plant in Service (Low Voltages)
| 2006 |  |  | In Service Dates | [5 empty] | In Service Date 2008: Appendix O
| 12 CP Load | 2006 | 2007 | 2008 | 2009 | 2010 | 2011 | 2012 | 2013 | 2014 | 2015 | 2016 | 2017 | 2018 | 2019 | 2020
Alliant West |  | 1645536.9315 | 8000000 | 0 | 0 | 6100000 | 31054167 | 0 | 0 | 0 | 0 | 0 | 0 | 0 | 0 | 0
ATCLLC |  | 17900000 | 68477209 | 181554238 | 64463960 | 40253918 | 11388517 | 25450000 | 0 | 6000000 | 1050000 | 8721325 | 0 | 50505001 | 0 | 0
Ameren IL |  | 2599200 | 7452200 | 40215470 | 8503300 | 0 | 0 | 0 | 0 | 0 | 0 | 0 | 0 | 0 | 0 | 0
Duke (Cinergy) |  | 1291558 | 26891360 | 12933366 | 23069105 | 343570 | 5593077 | 0 | 554000 | 0 | 646000 | 0 | 0 | 0 | 0 | 0
Columbia MO |  | 0 | 0 | 0 | 0 | 0 | 0 | 0 | 0 | 0 | 0 | 0 | 0 | 0 | 0 | 0
CWLP |  | 0 | 0 | 0 | 0 | 0 | 0 | 0 | 0 | 0 | 0 | 0 | 0 | 0 | 0 | 0
GRE |  | 250000 | 3055490.0232 | 12146937.5285 | 6719940.9944 | 4675228.09 | 11198332.959 | 4675000 | 0 | 0 | 0 | 0 | 0 | 0 | 0 | 0
ATSI (FE) |  | 0 | 8182117 | 8405000 | 17371500 | 2653300 | 305000 | 0 | 0 | 0 | 0 | 0 | 0 | 0 | 0 | 0
NIPSCO |  | 240500 | 2789000 | 4742400 | 0 | 0 | 0 | 0 | 0 | 0 | 0 | 0 | 0 | 0 | 0 | 0
Hoosier |  | 0 | 11250000 | 16500000 | 1850000 | 0 | 0 | 0 | 0 | 0 | 0 | 0 | 0 | 0 | 0 | 0
Ameren MO |  | 400900 | 3809200 | 24612100 | 6257400 | 31233700 | 0 | 0 | 0 | 0 | 0 | 0 | 0 | 0 | 0 | 0
ITC |  | 47100000 | 128600000 | 66600000 | 8900000 | 34000000 | 0 | 0 | 0 | 0 | 0 | 14121550.8216 | 0 | 0 | 0 | 0
IP&L |  | 0 | 3000000 | 2118011 | 0 | 0 | 0 | 4500000 | 0 | 0 | 0 | 0 | 0 | 0 | 0 | 0
METC |  | 6550000 | 42111000 | 18475000 | 20860000 | 13050000 | 21525000 | 0 | 26250000 | 0 | 5000000 | 10878449.1784 | 42050000 | 22800000 | 0 | 0
MP |  | 320000 | 595000 | 30667062.4715 | 5501059.0056 | 5859030.7611 | 0 | 0 | 0 | 0 | 0 | 0 | 0 | 0 | 0 | 0
MDU |  | 0 | 363000 | 0 | 6560000 | 0 | 0 | 0 | 0 | 0 | 0 | 0 | 0 | 0 | 0 | 0
Xcel (NSP) |  | 8642323.0685 | 62818276 | 17983979 | 14000000 | 85623261.18 | 83392355.041 | 0 | 0 | 0 | 0 | 0 | 0 | 0 | 0 | 0
OTP |  | 0 | 224509.9768 | 2436672 | 6100000 | 28385675.2089 | 90110000 | 0 | 0 | 0 | 0 | 0 | 858869 | 0 | 0 | 0
SIPC |  | 0 | 7083000 | 0 | 0 | 0 | 0 | 0 | 0 | 0 | 0 | 0 | 0 | 0 | 0 | 0
SMMPA |  | 0 | 0 | 0 | 0 | 0 | 3744000 | 0 | 0 | 0 | 0 | 0 | 0 | 0 | 0 | 0
Vectren (SIEGO) |  | 0 | 34030000 | 8500000 | 31300000 | 0 | 8400000 | 0 | 0 | 0 | 0 | 0 | 0 | 0 | 0 | 0
MH |  | 7835115 | 16642663 | 3628560 | 0 | 87490286 | 109495664 | 5287742 | 17923199 | 0 | 0 | 0 | 0 | 0 | 0 | 15534464 | Appendix O
2012-2020
Total: | 87699815 | 94775133 | 435374025 | 451518796 | 221456265 | 339667969.24 | 376206113 | 39912742 | 44727199 | 6000000 | 6696000 | 33721325 | 42908869 | 73305001 | 0 | 15534464 | 262805600
Rev Reqmts @ 20% |  | 18955026.6 | 87074805 | 90303759.2 | 44291253 | 67933593.848 | 75241222.6 | 7982548.4 | 8945439.8 | 1200000 | 1339200 | 6744265 | 8581773.8 | 14661000.2 | 0 | 3106892.8
kW: |  | 87699815 | 89892310.375 | 92139618.1344 | 94443108.5877 | 96804186.3024 | 99224290.96 | 101704898.234 | 104247520.6898 | 106853708.7071 | 109525051.4248 | 112263177.7104 | 115069757.1531 | 117946501.082 | 120895163.609 | 123917542.6992
Monthly kW: |  | 1052397780 | 1078707724.5 | 1105675417.6125 | 1133317303.0528 | 1161650235.6291 | 1190691491.5199 | 1220458778.8079 | 1250970248.278 | 1282244504.485 | 1314300617.0971 | 1347158132.5246 | 1380837085.8377 | 1415358012.9836 | 1450741963.3082 | 1487010512.3909
Monthly Rate Effect: |  | 0.018011 | 0.080721 | 0.081673 | 0.039081 | 0.05848 | 0.063191 | 0.0065406 | 0.0071508 | 0.00093586 | 0.0010189 | 0.0050063 | 0.0062149 | 0.010359 | 0 | 0.0020894
Cumulative Rate Effect: |  | 0.018011 | 0.098733 | 0.18041 | 0.21949 | 0.27797 | 0.34116 | 0.3477 | 0.35485 | 0.35579 | 0.3568 | 0.36181 | 0.36803 | 0.37838 | 0.37838 | 0.38047

## PostageStampELV Less Excl List
|  |  | Appendix A (Planned Projects) | [7 empty] | Appendix A (Exclude List Projects)
|  |  | Additions to Plant in Service (Low Voltages) | [7 empty] | Additions to Plant in Service Below 345 kV
| 2006 |  |  | In Service Dates | [7 empty] | In Service Date
Transmission Owner | 12 CP Load | 2006 | 2007 | 2008 | 2009 | 2010 | 2011 |  |  | 2006 | 2007 | 2008 | 2009 | 2010 | 2011
Alliant West |  | 1645536.9315 | 8000000 | 0 | 0 | 0 | 26954167 |  |  | 0 | 8000000 | 0 | 0 | 0 | 0
ATCLLC |  | 17900000 | 58377209 | 149371496 | 44363960 | 772014 | 0 |  |  | 15300000 | 49631369 | 42171446 | 15063960 | 0 | 0
Ameren IL |  | 2599200 | 5794200 | 33799670 | 0 | 0 | 0 |  |  | 2442500 | 1994400 | 28534770 | 0 | 0 | 0
Duke (Cinergy) |  | 1291558 | 26891360 | 10406337 | 12763650 | 343570 | 593077 |  |  | 590555 | 23405127 | 100000 | 14015756 | 0 | 0
Columbia MO |  | 0 | 0 | 0 | 0 | 0 | 0 |  |  | 0 | 0 | 0 | 0 | 0 | 0
CWLP |  | 0 | 0 | 0 | 0 | 0 | 0 |  |  | 0 | 0 | 0 | 0 | 0 | 0
GRE |  | 250000 | 3055490.0232 | 6000000 | 0 | 4675228.09 | 0 |  |  | 0 | 2750000 | 6000000 | 0 | 0 | 0
ATSI (FE) |  | 0 | 8182117 | 8405000 | 1123600 | 2201600 | 305000 |  |  | 0 | 4528566 | 0 | 0 | 0 | 0
NIPSCO |  | 240500 | 1083600 | 750000 | 0 | 0 | 0 |  |  | 0 | 1083600 | 0 | 0 | 0 | 0
Hoosier |  | 0 | 11250000 | 16500000 | 0 | 0 | 0 |  |  | 0 | 0 | 0 | 0 | 0 | 0
Ameren MO |  | 400900 | 2996100 | 17487300 | 0 | 0 | 0 |  |  | 335900 | 1416200 | 15675600 | 0 | 0 | 0
ITC |  | 34100000 | 79900000 | 43000000 | 0 | 0 | 0 |  |  | 18500000 | 14000000 | 0 | 0 | 0 | 0
IP&L |  | 0 | 3000000 | 2118011 | 0 | 0 | 0 |  |  | 0 | 0 | 1818011 | 0 | 0 | 0
METC (joint zone) |  | 6550000 | 28913000 | 7575000 | 10710000 | 1900000 | 0 |  |  | 1700000 | 200000 | 0 | 0 | 0 | 0
MP |  | 320000 | 0 | 26000000 | 0 | 3236696.37 | 0 |  |  | 0 | 0 | 26000050 | 0 | 0 | 0
MDU |  | 0 | 363000 | 0 | 6560000 | 0 | 0 |  |  | 0 | 0 | 0 | 0 | 0 | 0
Xcel (NSP) |  | 8642323.0685 | 62818276 | 17983979 | 0 | 49623261.18 | 0 |  |  | 4282860 | 12961722 | 0 | 0 | 34480000 | 0
OTP |  | 0 | 224509.9768 | 2000000 | 6100000 | 27292658.6 | 88550000 |  |  | 0 | 0 | 0 | 0 | 0 | 0
SIPC |  | 0 | 7083000 | 0 | 0 | 0 | 0 |  |  | 0 | 7083000 | 0 | 0 | 0 | 0
SMMPA |  | 0 | 0 | 0 | 0 | 0 | 0 |  |  | 0 | 0 | 0 | 0 | 0 | 0
Vectren (SIEGO) |  | 0 | 34030000 | 8500000 | 19000000 | 0 | 8400000 |  |  | 0 | 0 | 0 | 0 | 0 | 0 |  | Exclude List
MH |  | 0 | 13495432 | 0 | 0 | 62686754 | 53463320 |  | Appendix A | 0 | 0 | 0 | 0 | 0 | 0 |  | Appendix A
[9 empty] | 2006-2011 | [7 empty] | 2006-2011
Total: |  | 73940018 | 355457294 | 349896793 | 100621210 | 152731782.24 | 178265564 |  | 1210912661.24 | 43151815 | 127053984 | 120299877 | 29079716 | 34480000 | 0 |  | 354065392
Rev Reqmts @ 20% |  | 14788003.6 | 71091458.8 | 69979358.6 | 20124242 | 30546356.448 | 35653112.8 |  | 242182532.248
|  | 2007: Appendix B (Proposed Projects) |  |  |  | Appendix B (Exclude List Projects)
|  | 2007: Additions to Plant in Service (Low Voltages) |  |  |  | Additions to Plant in Service Below 345 kV
| 2006 | In Service Dates 2008: In Service Dates |  |  |  |  | In Service Date |  |  |  | "Outside of Plan Year" Appendix O
Transmission Owner | 12 CP Load | 2006 | 2007 | 2008 | 2009 | 2010 | 2011 |  |  | 2006 | 2007 | 2008 | 2009 | 2010 | 2011 | 2012 | 2017
Alliant West |  | 0 | 0 | 0 | 0 | 6100000 | 4100000 |  |  | 0 | 0 | 0 | 0 | 0 | 0 | 0 | 0
ATCLLC |  | 0 | 10100000 | 32182742 | 20100000 | 39481904 | 11388517 |  |  | 0 | 3100000 | 0 | 6200000 | 0 | 0 | 1250000 | 0
Ameren IL |  | 0 | 1658000 | 6415800 | 8503300 | 0 | 0 |  |  | 0 | 0 | 0 | 0 | 0 | 0 | 0 | 0
Duke (Cinergy) |  | 0 | 0 | 2527029 | 10305455 | 0 | 5000000 |  |  | 0 | 0 | 2527029 | 1738266 | 0 | 0 | 0 | 0
Columbia MO |  | 0 | 0 | 0 | 0 | 0 | 0 |  |  | 0 | 0 | 0 | 0 | 0 | 0 | 0 | 0
CWLP |  | 0 | 0 | 0 | 0 | 0 | 0 |  |  | 0 | 0 | 0 | 0 | 0 | 0 | 0 | 0
GRE |  | 0 | 0 | 6146937.5285 | 6719940.9944 | 0 | 11198332.959 |  |  | 0 | 0 | 3500000 | 3600000 | 0 | 0 | 0 | 0
ATSI (FE) |  | 0 | 0 | 0 | 16247900 | 451700 | 0 |  |  | 0 | 0 | 0 | 0 | 0 | 0 | 0 | 0
NIPSCO |  | 0 | 1705400 | 3992400 | 0 | 0 | 0 |  |  | 0 | 0 | 0 | 0 | 0 | 0 | 0 | 0
Hoosier |  | 0 | 0 | 0 | 1850000 | 0 | 0 |  |  | 0 | 0 | 0 | 0 | 0 | 0 | 0 | 0
Ameren MO |  | 0 | 813100 | 7124800 | 6257400 | 31233700 | 0 |  |  | 0 | 661200 | 7124800 | 0 | 0 | 0 | 0 | 0
ITC |  | 13000000 | 48700000 | 23600000 | 8900000 | 34000000 | 0 |  |  | 0 | 0 | 0 | 0 | 0 | 0 | 0 | 0
IP&L |  | 0 | 0 | 0 | 0 | 0 | 0 |  |  | 0 | 0 | 0 | 0 | 0 | 0 | 0 | 0
METC (joint zone) |  | 0 | 13198000 | 10900000 | 10150000 | 11150000 | 21525000 |  |  | 0 | 1475000 | 0 | 0 | 0 | 1900000 | 0 | 50000
MP |  | 0 | 595000 | 4667062.4715 | 5501059.0056 | 2622334.3911 | 0 |  |  | 0 | 0 | 0 | 0 | 0 | 0 | 0 | 0
MDU |  | 0 | 0 | 0 | 0 | 0 | 0 |  |  | 0 | 0 | 0 | 0 | 0 | 0 | 0 | 0
Xcel (NSP) |  | 0 | 0 | 0 | 14000000 | 36000000 | 83392355.041 |  |  | 0 | 0 | 0 | 0 | 0 | 0 | 0 | 0
OTP |  | 0 | 0 | 436672 | 0 | 1093016.6089 | 1560000 |  |  | 0 | 0 | 0 | 0 | 0 | 0 | 0 | 0
SIPC |  | 0 | 0 | 0 | 0 | 0 | 0 |  |  | 0 | 0 | 0 | 0 | 0 | 0 | 0 | 0
SMMPA |  | 0 | 0 | 0 | 0 | 0 | 3744000 |  |  | 0 | 0 | 0 | 0 | 0 | 0 | 0 | 0
Vectren (SIEGO) |  | 0 | 0 | 0 | 12300000 | 0 | 0 |  |  | 0 | 0 | 0 | 0 | 0 | 0 | 0 | Exclude List
MH |  | 7835115 | 3147231 | 3628560 | 0 | 24803532 | 56032344 |  | Appendix B | 0 | 0 | 0 | 0 | 0 | 0 | 0 | Appendix B and O
[9 empty] | 2006-2011 | "Outside of Plan Year" Appendix O 2017: 2006-2017
Total: |  | 20835115 | 79916731 | 101622003 | 120835055 | 186936187 | 197940549 |  | 708085640 | 0 | 5236200 | 13151829 | 11538266 | 0 | 1900000 | 1250000 | 31826295
Rev Reqmts @ 20% |  | 4167023 | 15983346.2 | 20324400.6 | 24167011 | 37387237.4 | 39588109.8
Combined Appendicies A & B (Planned & Proposed)
Additions to Plant in Service (Low Voltages)
| 2006 |  |  | In Service Dates | [5 empty] | In Service Date 2008: Appendix O
| 12 CP Load | 2006 | 2007 | 2008 | 2009 | 2010 | 2011 | 2012 | 2013 | 2014 | 2015 | 2016 | 2017 | 2018 | 2019 | 2020
Alliant West |  | 1645536.9315 | 0 | 0 | 0 | 6100000 | 31054167 | 0 | 0 | 0 | 0 | 0 | 0 | 0 | 0 | 0
ATCLLC |  | 2600000 | 15745840 | 139382792 | 43200000 | 40253918 | 11388517 | 24200000 | 0 | 6000000 | 1050000 | 8721325 | 0 | 50505001 | 0 | 0
Ameren IL |  | 156700 | 5457800 | 11680700 | 8503300 | 0 | 0 | 0 | 0 | 0 | 0 | 0 | 0 | 0 | 0 | 0
Duke (Cinergy) |  | 701003 | 3486233 | 10306337 | 7315083 | 343570 | 5593077 | 0 | 554000 | 0 | 646000 | 0 | 0 | 0 | 0 | 0
Columbia MO |  | 0 | 0 | 0 | 0 | 0 | 0 | 0 | 0 | 0 | 0 | 0 | 0 | 0 | 0 | 0
CWLP |  | 0 | 0 | 0 | 0 | 0 | 0 | 0 | 0 | 0 | 0 | 0 | 0 | 0 | 0 | 0
GRE |  | 250000 | 305490.0232 | 2646937.5285 | 3119940.9944 | 4675228.09 | 11198332.959 | 4675000 | 0 | 0 | 0 | 0 | 0 | 0 | 0 | 0
ATSI (FE) |  | 0 | 3653551 | 8405000 | 17371500 | 2653300 | 305000 | 0 | 0 | 0 | 0 | 0 | 0 | 0 | 0 | 0
NIPSCO |  | 240500 | 1705400 | 4742400 | 0 | 0 | 0 | 0 | 0 | 0 | 0 | 0 | 0 | 0 | 0 | 0
Hoosier |  | 0 | 11250000 | 16500000 | 1850000 | 0 | 0 | 0 | 0 | 0 | 0 | 0 | 0 | 0 | 0 | 0
Ameren MO |  | 65000 | 1731800 | 1811700 | 6257400 | 31233700 | 0 | 0 | 0 | 0 | 0 | 0 | 0 | 0 | 0 | 0
ITC |  | 28600000 | 114600000 | 66600000 | 8900000 | 34000000 | 0 | 0 | 0 | 0 | 0 | 14121550.8216 | 0 | 0 | 0 | 0
IP&L |  | 0 | 3000000 | 300000 | 0 | 0 | 0 | 4500000 | 0 | 0 | 0 | 0 | 0 | 0 | 0 | 0
METC |  | 4850000 | 40436000 | 18475000 | 20860000 | 13050000 | 19625000 | 0 | 26250000 | 0 | 5000000 | 10878449.1784 | 42000000 | 22800000 | 0 | 0
MP |  | 320000 | 595000 | 4667012.4715 | 5501059.0056 | 5859030.7611 | 0 | 0 | 0 | 0 | 0 | 0 | 0 | 0 | 0 | 0
MDU |  | 0 | 363000 | 0 | 6560000 | 0 | 0 | 0 | 0 | 0 | 0 | 0 | 0 | 0 | 0 | 0
Xcel (NSP) |  | 4359463.0685 | 49856554 | 17983979 | 14000000 | 51143261.18 | 83392355.041 | 0 | 0 | 0 | 0 | 0 | 0 | 0 | 0 | 0
OTP |  | 0 | 224509.9768 | 2436672 | 6100000 | 28385675.2089 | 90110000 | 0 | 0 | 0 | 0 | 0 | 858869 | 0 | 0 | 0
SIPC |  | 0 | 0 | 0 | 0 | 0 | 0 | 0 | 0 | 0 | 0 | 0 | 0 | 0 | 0 | 0
SMMPA |  | 0 | 0 | 0 | 0 | 0 | 3744000 | 0 | 0 | 0 | 0 | 0 | 0 | 0 | 0 | 0
Vectren (SIEGO) |  | 0 | 34030000 | 8500000 | 31300000 | 0 | 8400000 | 0 | 0 | 0 | 0 | 0 | 0 | 0 | 0 | 0
MH |  | 7835115 | 16642663 | 3628560 | 0 | 87490286 | 109495664 | 5287742 | 17923199 | 0 | 0 | 0 | 0 | 0 | 0 | 15534464 | Appendix O
2012-2020
Total: | 87699815 | 51623318 | 303083841 | 318067090 | 180838283 | 305187969.24 | 374306113 | 38662742 | 44727199 | 6000000 | 6696000 | 33721325 | 42858869 | 73305001 | 0 | 15534464 | 261505600
Rev Reqmts @ 20% |  | 10324663.6 | 60616768.2 | 63613418 | 36167656.6 | 61037593.848 | 74861222.6 | 7732548.4 | 8945439.8 | 1200000 | 1339200 | 6744265 | 8571773.8 | 14661000.2 | 0 | 3106892.8
kW: |  | 87699815 | 89892310.375 | 92139618.1344 | 94443108.5877 | 96804186.3024 | 99224290.96 | 101704898.234 | 104247520.6898 | 106853708.7071 | 109525051.4248 | 112263177.7104 | 115069757.1531 | 117946501.082 | 120895163.609 | 123917542.6992
Monthly kW: |  | 1052397780 | 1078707724.5 | 1105675417.6125 | 1133317303.0528 | 1161650235.6291 | 1190691491.5199 | 1220458778.8079 | 1250970248.278 | 1282244504.485 | 1314300617.0971 | 1347158132.5246 | 1380837085.8377 | 1415358012.9836 | 1450741963.3082 | 1487010512.3909
Monthly Rate Effect: |  | 0.0098106 | 0.056194 | 0.057534 | 0.031913 | 0.052544 | 0.062872 | 0.0063358 | 0.0071508 | 0.00093586 | 0.0010189 | 0.0050063 | 0.0062077 | 0.010359 | 0 | 0.0020894
Cumulative Rate Effect: |  | 0.0098106 | 0.066004 | 0.12354 | 0.15545 | 0.20799 | 0.27087 | 0.2772 | 0.28435 | 0.28529 | 0.28631 | 0.29131 | 0.29752 | 0.30788 | 0.30788 | 0.30997

## Proration
|  |  |  | 2010 |  |  | 2010
|  | 2006 |  | Boswell - |  |  | Project 279
|  | 12 CP |  | Wilton |  |  | Boswell-Wilton
Minnesota Power |  | 1680898 | NOT USED | 5979847.1131 |  | Otter Tail Power | 7192658.6 | 20%
Xcel Energy |  | 7727545 |  | 27490982.5935 |  | Great River Energy | 4675228.09 | 13%
Otter Tail Power |  | 700616 |  | 2492463.2934 |  | Minnkota | 11508253.76 | 32% | not included in rates
|  | 10109059 |  | 35963293 |  | Minn Power | 3236696.37 | 9%
[6 empty] | Xcel Energy | 9350456.18 | 26%
|  |  |  | 2007 Capacitors |  | Total: | 35963293 |  |  | Appendix A
Otter Tail Power |  | 700616 |  | 224509.9768
Great River Energy |  | 953326 |  | 305490.0232 |  | ISD=2012 | Proj 286+287
Missouri River Energy |  | 0 |  | 0 |  | Xcel Energy | 58915974.86 | 47% | includes Missouri River
|  | 1653942 |  | 530000 | Appendix A | Great River Energy | 31338284.5 | 25%
[6 empty] | Minnesota Power | 18802970.7 | 15%
|  |  |  | Project 266 |  | Otter Tail Power | 16295907.94 | 13%
Xcel Energy | ISD=2006 | 7727545 |  | 4359463.0685 |  | Totals: | 125353138 |  |  | Appendix O
Alliant West |  | 2908001 |  | 1640536.9315
|  | 10635546 |  | 6000000 | Appendix A | [16 empty] | All
Line 515
Xcel | ISD=2011 | 7727545 |  | 32896355.041
GRE |  | 953326 |  | 4058332.959
|  | 8680871 |  | 36954688 | Appendix B
|  |  |  | Yr 2008 | Yr 2009
Minnesota Power |  | 1680898 |  | 4667062.4715 | 5501059.0056
GRE |  | 953326 |  | 2646937.5285 | 3119940.9944
|  | 2634224 |  | 7314000 | 8621000 | Appendix B
Year 2010
Otter Tail Power |  | 700616 |  | 1093016.6089
Minnesota Power |  | 1680898 |  | 2622334.3911 |  | Appendix B
|  | 2381514 |  | 3715351
Great River Energy |  | 953326
Minnesota Power |  | 1680898
Xcel |  | 7727545
10361769
| ISD=2016 | Project 1382 | Project 1382 EHV | 734 | 735 | 736 | 737 | 738 | 739 | 740 | 741 | 742 | 743 | 744 | 745 | 746 | 747 | 748 | 749 | 750 | 751 | EHV 2016 | All kV 2016
ITC |  | 9238083 | 1398033531.3349 | 14121550.8216 | 299376877.4172 | 338917219.7176 | 5648620.3286 | 5648620.3286 | 5648620.3286 | 5648620.3286 | 5648620.3286 | 5648620.3286 | 14121550.8216 | 14121550.8216 | 14121550.8216 | 127093957.3941 | 225944813.145 | 84729304.9294 | 225944813.145 | 5648620.3286 | 14121550.8216 | 1398033531.3349 | 1412155082.1565
METC |  | 7116500 | 1076966468.6651 | 10878449.1784 | 230623122.5828 | 261082780.2824 | 4351379.6714 | 4351379.6714 | 4351379.6714 | 4351379.6714 | 4351379.6714 | 4351379.6714 | 10878449.1784 | 10878449.1784 | 10878449.1784 | 97906042.6059 | 174055186.855 | 65270695.0706 | 174055186.855 | 4351379.6714 | 10878449.1784 | 1076966468.6651 | 1087844917.8435
|  | 16354583 | 2475000000 | 25000000 | 530000000 | 600000000 | 10000000 | 10000000 | 10000000 | 10000000 | 10000000 | 10000000 | 25000000 | 25000000 | 25000000 | 225000000 | 400000000 | 150000000 | 400000000 | 10000000 | 25000000 | 2475000000 | 2500000000 | Appendix O
| ISD=2011 | Project 1203 | Project 1203 EHV |  | Line 516 | Line 517 | Line 518 | Line 519 | Line 520 | Line 521 | Line 522 | Line 523 | Line 524 | Line 525 | Line 526 | Line 527 | Line 528 | Line 529 | Line 530 | Line 531 | Line 532 | Voltages
Xcel Energy | 80% | 214144000 | 182944000 |  | 10240000 | 3200000 | 4800000 | 4800000 | 5600000 | 5600000 | 2880000 | 14080000 | 11520000 | 21440000 | 42880000 | 3200000 | 4800000 | 28160000 | 31360000 | 14784000 | 4800000 | 214144000
Great River Energy | 16% | 42828800 | 36588800 |  | 2048000 | 640000 | 960000 | 960000 | 1120000 | 1120000 | 576000 | 2816000 | 2304000 | 4288000 | 8576000 | 640000 | 960000 | 5632000 | 6272000 | 2956800 | 960000 | 42828800
Missouri River | 0% | 0 | 0 |  | 0 | 0 | 0 | 0 | 0 | 0 | 0 | 0 | 0 | 0 | 0 | 0 | 0 | 0 | 0 | 0 | 0 | 0
Otter Tail Power | 4% | 10707200 | 9147200 |  | 512000 | 160000 | 240000 | 240000 | 280000 | 280000 | 144000 | 704000 | 576000 | 1072000 | 2144000 | 160000 | 240000 | 1408000 | 1568000 | 739200 | 240000 | 10707200
|  | 267680000 | 228680000 |  | 12800000 | 4000000 | 6000000 | 6000000 | 7000000 | 7000000 | 3600000 | 17600000 | 14400000 | 26800000 | 53600000 | 4000000 | 6000000 | 35200000 | 39200000 | 18480000 | 6000000 | 267680000
Appendix B
| ISD=2011 | Project 1024 | Project 1024 EHV
Xcel Energy | 67% | 101706000 | 82410000
Dairyland Power Coop | 11% | 16698000 | 13530000 | not included in rates
Rochester PU | 9% | 13662000 | 11070000 | not included in rates
SMMPA | 13% | 19734000 | 15990000
|  | 151800000 | 123000000 | Appendix B

## Depreciation Effect
Depreciation
| Base Case | Effect | Change | Percent
ATSI | 0.871 | 0.913 | 0.042 | 4.822%
Duke | 1.224 | 1.252 | 0.028 | 2.288%
Xcel | 1.827 | 1.881 | 0.054 | 2.956%
IP | 0.922 | 0.922 | 0 | 0%
Ameren | 0.833 | 0.852 | 0.019 | 2.281%
CILCO | 0.72 | 0.743 | 0.023 | 3.194%
WVPA | 1.111 | 1.161 | 0.05 | 4.5%
NIPSCO | 2.2 | 2.281 | 0.081 | 3.682%
GRE | 2.321 | 2.357 | 0.036 | 1.551%
SIGE | 0.897 | 0.932 | 0.035 | 3.902%
OTP | 3.255 | 3.32 | 0.065 | 1.997%
LGE | 0.777 | 0.81 | 0.033 | 4.247%
IPL | 0.791 | 0.813 | 0.022 | 2.781%
MDU | 3.054 | 3.113 | 0.059 | 1.932%
SIPC | 2.196 | 2.229 | 0.033 | 1.503%
MP | 1.512 | 1.552 | 0.04 | 2.646%
ALTW | 2.162 | 2.224 | 0.062 | 2.868%
ITC | 1.594 | 1.625 | 0.031 | 1.945%
CWLP | 0.961 | 0.991 | 0.03 | 3.122%
HE | 3.268 | 3.306 | 0.038 | 1.163%
ATC | 2.628 | 2.748 | 0.12 | 4.566%
ave: | 1.6726 | 1.7155 | 0.042905 | 2.565%
2.759%

## Narrative
This file is an attempt to examine several of the rate designs that the Midwest ISO Transmission Owners have been
mulling over for quite some time. A projection of license plate rates through 2012, based on MTEP-06 data, is
derived. Second, a projection of a postage stamp rate -- based on the current RTOR "average rate" is also derived.
Finally, two approaches to regionally sharing new transmission projects are shown. One is to socialize all new plant.
The other is to socialize all new plant at 345 kV and above, but leave the lower voltage additions in the existing
license plate design.
The drivers of transmission rates are (1) new plant; (2) book depreciation expense; and (3) load growth. For convenience,
the other cost of service factors have been ignored. While a 20% fixed charge rate may be on the upper bound of
reasonableness, the 2.5% load growth may be somewhat overstated, so these tend to cancel out.